P5 |  |  |  |  | 0.42182 | 0.36208 | 0.21577 | 0.16425 | 0.13625 | 0.13154 | 0.13724 | 0.11089 | 0.11777 | 0.11001 | 0.10601 | 0.10883 | 0.11212 | 0.093231 | 0.094651 | 0.079581
P95 |  |  |  |  | 0.53695 | 0.52171 | 0.36936 | 0.32761 | 0.30354 | 0.27104 | 0.27328 | 0.24058 | 0.22804 | 0.23934 | 0.20642 | 0.20921 | 0.20708 | 0.18862 | 0.17007 | 0.16346
CO2EMISSIONS - CO2 Emissions
MEAN |  |  |  |  | 34058.9254 | 31863.8578 | 21807.017 | 17014.1931 | 14852.0223 | 13991.2363 | 14244.1241 | 12364.9537 | 12247.8601 | 11816.3689 | 11404.5558 | 11695.3136 | 11228.2202 | 10131.1447 | 9487.6245 | 8721.9012
P5 |  |  |  |  | 30926.7476 | 26566.957 | 15604.8893 | 11939.503 | 9783.2825 | 9490.2479 | 9894.1427 | 7982.6824 | 8463.249 | 7909.1864 | 7701.4777 | 7928.297 | 8115.9346 | 6781.3164 | 6877.9353 | 5742.0102
P95 |  |  |  |  | 38948.9383 | 38214.0121 | 26691.404 | 23658.0601 | 21960.1601 | 19568.3354 | 19733.5848 | 17272.9221 | 16697.8348 | 17181.0457 | 14989.2479 | 15175.3983 | 15011.3917 | 13621.0533 | 12326.7562 | 11888.5683
FUELCONSUMED - Fuel Consumed
MEAN |  |  |  |  | 557429.221 | 521503.4018 | 356906.989 | 278464.6994 | 243077.2879 | 228989.1376 | 233128.0548 | 202372.4013 | 200455.9755 | 193393.9266 | 186653.9409 | 191412.6609 | 183767.9246 | 165812.5155 | 155280.2705 | 142747.9738
P5 |  |  |  |  | 506166.0812 | 434811.08 | 255399.1705 | 195409.2138 | 160119.1891 | 155323.2059 | 161933.5964 | 130649.4659 | 138514.7142 | 129446.5865 | 126047.0985 | 129759.3612 | 132830.3541 | 110987.175 | 112568.4993 | 93977.2544
P95 |  |  |  |  | 637462.1658 | 625433.9126 | 436847.8558 | 387202.2924 | 359413.4229 | 320267.3545 | 322971.9284 | 282699.2159 | 273286.9858 | 281195.5113 | 245323.2054 | 248369.8584 | 245685.6254 | 222930.4961 | 201747.2373 | 194575.5866
FUELCOST - Fuel Cost
MEAN |  |  |  |  | 866432.4145 | 863466.5335 | 636548.423 | 519939.3659 | 473002.1807 | 454206.2861 | 477267.8147 | 425263.8709 | 427931.5837 | 426811.4901 | 417284.5143 | 435760.0828 | 425427.3242 | 404959.7166 | 385121.7077 | 369379.4261
P5 |  |  |  |  | 578278.0288 | 511208.2056 | 320420.6373 | 278991.7167 | 222886.8843 | 237646.1301 | 248793.277 | 206740.5075 | 232757.6271 | 210734.7006 | 212780.5121 | 225632.8136 | 247385.9137 | 206904.3583 | 215361.1554 | 178151.4473
P95 |  |  |  |  | 1302911.9756 | 1292946.5108 | 967395.3337 | 964308.2593 | 955888.5654 | 790532.7685 | 852510.8448 | 726628.1509 | 716224.0367 | 830613.2635 | 650897.4781 | 700223.8977 | 685521.2032 | 663092.4559 | 604211.092 | 582577.6868
NETPOS - Net Position (MWh)
MEAN |  |  |  |  | 65214.4791 | 60870.7954 | 41927.7925 | 32689.8493 | 28515.434 | 26844.0817 | 27309.6714 | 23687.5818 | 23682.6927 | 22832.2736 | 22018.3961 | 22563.778 | 21647.4709 | 19518.5595 | 18265.8861 | 16779.7315
P5 |  |  |  |  | 59048.1452 | 50577.5407 | 30004.224 | 22940.6983 | 18784.3084 | 18208.645 | 18970.665 | 15293.16 | 16365.16 | 15282.95 | 14869.305 | 15296.4 | 15647.35 | 13065 | 13241.795 | 11047.05
P95 |  |  |  |  | 74613.9485 | 73007.5379 | 51317.8452 | 45451.6944 | 42160.4008 | 37544.1717 | 37832.3568 | 33089.186 | 32286.9075 | 33196.7531 | 28939.04 | 29278.13 | 28941.235 | 26241.1532 | 23731.36 | 22869.9201
NETREVENUE - Net Revenue $
MEAN |  |  |  |  | 259217.3285 | 166587.3497 | 231880.5772 | 207736.915 | 156932.1771 | 166074.6787 | 173676.8449 | 179148.8902 | 188147.5921 | 192638.7858 | 182124.5647 | 176836.0481 | 174688.8773 | 159500.216 | 149902.0506 | 139616.0664
P5 |  |  |  |  | -95591.708 | -68883.3765 | 44909.2128 | 87635.9431 | 37258.7367 | 69483.1857 | 64947.7209 | 81872.4472 | 102847.429 | 94049.1605 | 90746.2496 | 95550.8333 | 90785.8443 | 78885.1134 | 80192.5123 | 67801.4916
P95 |  |  |  |  | 617364.9673 | 388523.0486 | 447651.6352 | 429478.872 | 397606.8237 | 333488.6647 | 342358.5143 | 298089.8882 | 319720.3212 | 366478.4531 | 297474.073 | 280555.9472 | 287549.1216 | 262846.5704 | 233133.772 | 220301.8747
STARTS - Number Starts
MEAN |  |  |  |  | 367.51 | 358.39 | 403.4 | 366.29 | 343.46 | 340.3 | 353.71 | 332.32 | 332.64 | 323.14 | 316.87 | 320.65 | 315.34 | 288.13 | 278.51 | 260.61
P5 |  |  |  |  | 329 | 321 | 360 | 293 | 271 | 272.5 | 284 | 238.5 | 266.5 | 246 | 242.5 | 244 | 257.5 | 211 | 219 | 192
P95 |  |  |  |  | 399.5 | 396 | 436 | 419.5 | 400 | 405.5 | 422.5 | 411 | 407 | 404 | 382.5 | 379 | 376.5 | 365.5 | 337.5 | 328.5
VOMCOSTS - VOM Costs
MEAN |  |  |  |  | 44345.8458 | 42609.5568 | 29768.7327 | 23536.6915 | 21101.4212 | 20133.0613 | 21028.447 | 18476.3138 | 18946.1541 | 18722.4643 | 18275.2688 | 19179.2113 | 18833.2997 | 17176.3324 | 16439.2975 | 15437.353
P5 |  |  |  |  | 40152.7387 | 35404.2785 | 21302.9991 | 16517.3028 | 13900.3882 | 13656.4837 | 14607.4121 | 11928.6648 | 13092.128 | 12532.019 | 12341.5232 | 13001.94 | 13613.1945 | 11497.2 | 11917.6155 | 10163.286
P95 |  |  |  |  | 50737.485 | 51105.2765 | 36435.6701 | 32725.22 | 31198.6966 | 28158.1288 | 29130.9147 | 25809.5651 | 25829.526 | 27221.3376 | 24019.4032 | 24886.4105 | 25178.8744 | 23092.2148 | 21358.224 | 21040.3265
15597: New 2023JAN 18V50DF_NG_B #4
CAPACITYFACTOR - Net Generation Capacity Factor
MEAN |  |  |  |  | 0.45705 | 0.45274 | 0.31147 | 0.25003 | 0.22443 | 0.20915 | 0.21389 | 0.17669 | 0.17068 | 0.16565 | 0.15888 | 0.16301 | 0.15674 | 0.14074 | 0.13307 | 0.12275
P5 |  |  |  |  | 0.37809 | 0.37526 | 0.22135 | 0.1846 | 0.15767 | 0.15676 | 0.16142 | 0.11766 | 0.12239 | 0.11331 | 0.10847 | 0.11219 | 0.11457 | 0.095219 | 0.09413 | 0.080176
P95 |  |  |  |  | 0.53587 | 0.54292 | 0.37647 | 0.32974 | 0.31065 | 0.27532 | 0.27791 | 0.24843 | 0.22777 | 0.24231 | 0.20883 | 0.21108 | 0.21091 | 0.19055 | 0.17334 | 0.16906
CO2EMISSIONS - CO2 Emissions
MEAN |  |  |  |  | 33242.3254 | 33134.6873 | 22520.1629 | 18069.9081 | 16220.2059 | 15128.1619 | 15413.6647 | 12734.6109 | 12412.9512 | 11920.6229 | 11545.1915 | 11823.7016 | 11371.9206 | 10224.8809 | 9638.7527 | 8872.377
P5 |  |  |  |  | 27475.0626 | 27780.6865 | 16002.2015 | 13291.4973 | 11437.4945 | 11357.4074 | 11637.6231 | 8479.7092 | 8851.7117 | 8148.9909 | 7852.2337 | 8159.0492 | 8288.0035 | 6894.3383 | 6834.4866 | 5794.092
P95 |  |  |  |  | 39367.0627 | 39616.1065 | 27259.0403 | 23851.1067 | 22488.0938 | 19909.8633 | 19948.8269 | 17800.3251 | 16588.2297 | 17395.2783 | 15268.1921 | 15299.6215 | 15349.8043 | 13810.5922 | 12600.8323 | 12226.5367
FUELCONSUMED - Fuel Consumed
MEAN |  |  |  |  | 544064.2459 | 542302.5745 | 368578.7712 | 295743.1767 | 265469.8189 | 247596.7581 | 252269.4708 | 208422.4372 | 203157.9582 | 195100.2109 | 188955.6717 | 193513.9381 | 186119.8136 | 167346.6594 | 157753.7272 | 145210.7524
P5 |  |  |  |  | 449673.6929 | 454675.7202 | 261901.8244 | 217536.7803 | 187193.0355 | 185882.2814 | 190468.4628 | 138784.1105 | 144872.5325 | 133371.3728 | 128514.4633 | 133535.9928 | 135646.5385 | 112836.9612 | 111857.3906 | 94829.6558
P95 |  |  |  |  | 644305.4449 | 648381.4485 | 446138.1395 | 390361.8125 | 368053.909 | 325857.009 | 326494.7116 | 291331.0166 | 271493.1207 | 284701.7722 | 249888.5785 | 250402.9709 | 251224.2937 | 226032.6062 | 206232.935 | 200106.9833
FUELCOST - Fuel Cost
MEAN |  |  |  |  | 854614.1061 | 895374.6326 | 656198.0229 | 547487.9666 | 510376.8978 | 484903.8088 | 510698.5058 | 436241.5696 | 433437.138 | 430182.433 | 422242.7498 | 440007.3753 | 430927.9396 | 408539.9375 | 391361.1264 | 376115.0664
P5 |  |  |  |  | 511951.3933 | 535386.9708 | 331595.3694 | 307070.6578 | 259229.208 | 280636.6913 | 285324.5458 | 217029.0241 | 242474.169 | 216759.1997 | 216914.8797 | 231007.7739 | 250958.3694 | 212548.0843 | 222616.4124 | 179578.3817
P95 |  |  |  |  | 1308546.4181 | 1333064.9305 | 1000509.7042 | 963241.3241 | 974484.8392 | 790390.7327 | 860813.9084 | 747587.6684 | 725352.9162 | 841874.8282 | 662210.5148 | 693316.9695 | 705333.6282 | 659998.9195 | 608603.9536 | 595471.3327
NETPOS - Net Position (MWh)
MEAN |  |  |  |  | 63734.9277 | 63216.4973 | 43298.7611 | 34717.8908 | 31142.1321 | 29025.47 | 29552.3598 | 24395.8672 | 24002.0039 | 23033.714 | 22289.8953 | 22811.5788 | 21924.534 | 19699.0308 | 18556.8491 | 17069.2064
P5 |  |  |  |  | 52674.9917 | 52775.1334 | 30759.7345 | 25537.496 | 21960.1923 | 21791.5112 | 22313.55 | 16245.36 | 17116.32 | 15746.325 | 15160.0001 | 15741.6 | 15978.685 | 13282.75 | 13158.145 | 11147.25
P95 |  |  |  |  | 75365.5041 | 75579.3751 | 52406.4688 | 45823.0516 | 43171.22 | 38197.6248 | 38243.9948 | 34096.06 | 32074.8457 | 33608.9158 | 29477.6 | 29516.428 | 29592.5726 | 26606.0055 | 24258.21 | 23521.81
NETREVENUE - Net Revenue $
MEAN |  |  |  |  | 284693.4251 | 135601.611 | 227652.5295 | 199260.9101 | 145284.0639 | 156466.331 | 163732.7235 | 176517.5006 | 184772.5156 | 190777.7993 | 180910.582 | 175186.3773 | 174402.9254 | 158030.0759 | 148791.1059 | 137803.2836
P5 |  |  |  |  | -18511.5275 | -110854.3256 | 38153.5291 | 74860.7499 | 23030.5651 | 55336.1901 | 51159.0114 | 81690.1475 | 99028.7374 | 92852.4802 | 86107.5569 | 91273.5916 | 93817.9411 | 77186.0936 | 79903.6345 | 68789.6166
P95 |  |  |  |  | 611202.5528 | 366572.0783 | 447591.5606 | 424539.0171 | 395730.8521 | 326606.9444 | 343440.7985 | 299679.3709 | 314562.8903 | 368138.9276 | 299722.0794 | 278737.8293 | 294343.1189 | 263354.0427 | 236603.5303 | 217081.233
STARTS - Number Starts
MEAN |  |  |  |  | 368.75 | 348.72 | 403.45 | 374.84 | 355.15 | 353.07 | 366.42 | 335.22 | 335.33 | 325.78 | 319.63 | 323.11 | 317.12 | 290.78 | 280.59 | 263.71
P5 |  |  |  |  | 333.5 | 308 | 358.5 | 310.5 | 293.5 | 296 | 307 | 249 | 271.5 | 249.5 | 245.5 | 250 | 266 | 213 | 223.5 | 194
P95 |  |  |  |  | 401.5 | 392 | 434 | 428.5 | 402 | 409.5 | 424.5 | 407 | 394.5 | 404 | 379 | 373 | 375 | 364 | 338 | 339.5
VOMCOSTS - VOM Costs
MEAN |  |  |  |  | 43339.7508 | 44251.5481 | 30742.1204 | 24996.8814 | 23045.1778 | 21769.1025 | 22755.317 | 19028.7764 | 19201.6032 | 18887.6455 | 18500.6131 | 19389.842 | 19074.3446 | 17335.1471 | 16701.1641 | 15703.6699
P5 |  |  |  |  | 35818.9944 | 36942.5934 | 21839.4115 | 18386.9972 | 16250.5423 | 16343.6334 | 17181.4335 | 12671.3808 | 13693.056 | 12911.9865 | 12582.8001 | 13380.36 | 13901.4559 | 11688.82 | 11842.3305 | 10255.47
P95 |  |  |  |  | 51248.5428 | 52905.5625 | 37208.5929 | 32992.5971 | 31946.7028 | 28648.2186 | 29447.876 | 26594.9268 | 25659.8766 | 27559.3109 | 24466.408 | 25088.9638 | 25745.5382 | 23413.2849 | 21832.389 | 21640.0652
15597: New 2023JAN 18V50DF_NG_B #5
CAPACITYFACTOR - Net Generation Capacity Factor
MEAN |  |  |  |  | 0.44976 | 0.45349 | 0.31553 | 0.2655 | 0.2348 | 0.22443 | 0.2282 | 0.18935 | 0.1787 | 0.17162 | 0.164 | 0.16765 | 0.16088 | 0.14562 | 0.13663 | 0.12515
P5 |  |  |  |  | 0.35336 | 0.39948 | 0.23111 | 0.20648 | 0.16912 | 0.17354 | 0.1827 | 0.13555 | 0.13185 | 0.11701 | 0.11689 | 0.11568 | 0.11898 | 0.098269 | 0.09855 | 0.080598
P95 |  |  |  |  | 0.53081 | 0.51831 | 0.38308 | 0.3447 | 0.31995 | 0.28218 | 0.28768 | 0.24865 | 0.23615 | 0.24532 | 0.21212 | 0.21552 | 0.21541 | 0.197 | 0.1803 | 0.16848
CO2EMISSIONS - CO2 Emissions
MEAN |  |  |  |  | 32702.2601 | 33201.79 | 22824.7636 | 19182.513 | 16972.0649 | 16231.9482 | 16448.6675 | 13635.4769 | 12988.6939 | 12370.6906 | 11903.3489 | 12151.7065 | 11681.6373 | 10566.9109 | 9888.7471 | 9055.4458
P5 |  |  |  |  | 25710.673 | 29240.1504 | 16692.0007 | 14872.7036 | 12156.9469 | 12569.3883 | 13125.8544 | 9819.5205 | 9589.3544 | 8480.357 | 8499.0841 | 8376.7399 | 8642.4913 | 7116.0352 | 7173.3867 | 5798.4321
P95 |  |  |  |  | 38698.9199 | 37955.8048 | 27685.5945 | 24875.0487 | 23189.5582 | 20448.9861 | 20669.2619 | 17951.2956 | 17256.3734 | 17632.692 | 15307.4187 | 15602.0722 | 15755.5337 | 14241.1198 | 13082.7642 | 12102.8216
FUELCONSUMED - Fuel Consumed
MEAN |  |  |  |  | 535225.2061 | 543400.8186 | 373564.0517 | 313952.75 | 277775.2037 | 265662.0003 | 269208.9613 | 223166.5619 | 212580.9157 | 202466.2946 | 194817.4939 | 198882.2672 | 191188.8265 | 172944.5322 | 161845.2883 | 148206.9682
P5 |  |  |  |  | 420796.6114 | 478562.199 | 273191.5001 | 243415.7711 | 198968.0339 | 205718.3025 | 214825.7681 | 160712.2829 | 156945.2435 | 138794.7137 | 139101.2123 | 137098.8528 | 141448.3021 | 116465.3881 | 117404.0381 | 94900.6892
P95 |  |  |  |  | 633370.2111 | 621207.935 | 453119.3864 | 407120.2737 | 379534.5038 | 334680.6239 | 338285.7929 | 293801.892 | 282428.3703 | 288587.4301 | 250530.5841 | 255353.064 | 257864.7088 | 233078.8835 | 214120.5278 | 198082.1862
FUELCOST - Fuel Cost
MEAN |  |  |  |  | 845553.9379 | 891266.5023 | 663753.8939 | 577319.6783 | 531724.1234 | 516932.0265 | 541721.5385 | 463209.7286 | 451371.6569 | 445309.763 | 433923.2102 | 451775.3321 | 442326.1795 | 421298.5162 | 401183.117 | 384116.0941
P5 |  |  |  |  | 487685.0425 | 577294.118 | 349175.2972 | 343119.9025 | 278878.2752 | 313118.6034 | 330582.9452 | 250187.9452 | 261379.918 | 225634.9719 | 230095.5544 | 242124.5192 | 258108.9879 | 214674.1413 | 227400.3085 | 177284.9991
P95 |  |  |  |  | 1289322.8458 | 1274459.3677 | 1012631.9151 | 995052.648 | 989664.8423 | 812702.6925 | 872229.4732 | 752851.1077 | 748932.1363 | 857263.288 | 661037.6884 | 707791.5145 | 718274.245 | 679447.7051 | 622449.9759 | 602305.9097
NETPOS - Net Position (MWh)
MEAN |  |  |  |  | 62739.9171 | 63346.4307 | 43884.3307 | 36855.507 | 32585.3676 | 31143.1323 | 31536.466 | 26121.6172 | 25115.1958 | 23903.2619 | 22981.2223 | 23444.3158 | 22521.637 | 20358.1017 | 19038.1324 | 17421.3064
P5 |  |  |  |  | 49398.7665 | 55733.7353 | 32093.1071 | 28576.2961 | 23341.69 | 24116.9528 | 25167.03 | 18812.16 | 18542.68 | 16386.625 | 16409.25 | 16161.6 | 16662.54 | 13709.875 | 13810.615 | 11155.6
P95 |  |  |  |  | 74142.3012 | 72474.1897 | 53226.8188 | 47787.0638 | 44514.3087 | 39230.715 | 39624.0217 | 34384.4548 | 33365.0531 | 34067.2814 | 29553.335 | 30101.33 | 30375.925 | 27436.365 | 25186.87 | 23283.347
NETREVENUE - Net Revenue $
MEAN |  |  |  |  | 297646.8136 | 136555.4087 | 224327.4225 | 191095.8113 | 139534.0418 | 148444.9032 | 154544.4887 | 168783.8 | 180955.7731 | 187779.5985 | 177191.8406 | 172036.2799 | 170939.4439 | 154663.668 | 146595.6405 | 136449.3638
P5 |  |  |  |  | 46847.7364 | -181100.2543 | 35279.0023 | 60891.1247 | 12555.7784 | 43811.2042 | 34232.7281 | 66716.9811 | 92571.335 | 90018.1147 | 84688.4458 | 86852.5251 | 90078.6737 | 78819.5691 | 76368.5043 | 66453.5469
P95 |  |  |  |  | 621526.2148 | 361625.9812 | 443474.4715 | 420250.0287 | 390129.474 | 330057.0364 | 340844.1651 | 292779.4285 | 314825.2405 | 362465.6496 | 293515.816 | 282594.8552 | 286737.2371 | 263483.3639 | 229957.2084 | 213414.8947
STARTS - Number Starts
MEAN |  |  |  |  | 368.04 | 352.83 | 410.75 | 379.9 | 360.67 | 362.67 | 374.45 | 347.16 | 341.19 | 331 | 324.91 | 326.87 | 320.68 | 295.98 | 285 | 267.56
P5 |  |  |  |  | 331.5 | 317.5 | 362.5 | 326 | 308 | 312 | 308 | 275.5 | 283.5 | 261 | 256.5 | 248.5 | 269.5 | 216.5 | 228 | 196.5
P95 |  |  |  |  | 403 | 394.5 | 443 | 427 | 404.5 | 410 | 422 | 408.5 | 403.5 | 410.5 | 384 | 384.5 | 379.5 | 369 | 340.5 | 335
VOMCOSTS - VOM Costs
MEAN |  |  |  |  | 42663.1436 | 44342.5015 | 31157.8748 | 26535.965 | 24113.172 | 23357.3492 | 24283.0788 | 20374.8614 | 20092.1567 | 19600.6748 | 19074.4145 | 19927.6684 | 19593.8242 | 17915.1295 | 17134.3192 | 16027.6019
P5 |  |  |  |  | 33591.1612 | 39013.6147 | 22786.106 | 20574.9332 | 17272.8506 | 18087.7146 | 19378.6131 | 14673.4848 | 14834.144 | 13437.0325 | 13619.6775 | 13737.36 | 14496.4098 | 12064.69 | 12429.5535 | 10263.152
P95 |  |  |  |  | 50416.7648 | 50731.9328 | 37791.0413 | 34406.686 | 32940.5884 | 29423.0362 | 30510.4967 | 26819.8747 | 26692.0424 | 27935.1708 | 24529.268 | 25586.1305 | 26427.0547 | 24144.0012 | 22668.183 | 21420.6792
15597: New 2023JAN 18V50DF_NG_B #6
CAPACITYFACTOR - Net Generation Capacity Factor
MEAN |  |  |  |  | 0.45042 | 0.43757 | 0.31229 | 0.27107 | 0.24123 | 0.23173 | 0.23711 | 0.2051 | 0.19518 | 0.18275 | 0.17543 | 0.17838 | 0.17223 | 0.1567 | 0.14392 | 0.12938
P5 |  |  |  |  | 0.35313 | 0.39928 | 0.2214 | 0.21049 | 0.17824 | 0.18119 | 0.1951 | 0.15639 | 0.15173 | 0.13007 | 0.12909 | 0.12803 | 0.13243 | 0.11069 | 0.10351 | 0.082348
P95 |  |  |  |  | 0.53888 | 0.49352 | 0.38376 | 0.34283 | 0.3203 | 0.28763 | 0.28996 | 0.25981 | 0.2526 | 0.24762 | 0.22222 | 0.22159 | 0.22178 | 0.20287 | 0.18503 | 0.17313
CO2EMISSIONS - CO2 Emissions
MEAN |  |  |  |  | 32729.5435 | 31962.3953 | 22594.0837 | 19581.933 | 17415.3765 | 16775.5558 | 17090.7713 | 14785.1552 | 14185.5117 | 13171.8567 | 12750.4077 | 12945.221 | 12484.6478 | 11374.8698 | 10421.981 | 9363.2255
P5 |  |  |  |  | 25509.0499 | 28910.4885 | 16040.8773 | 15045.4036 | 12807.0683 | 13053.4022 | 13923.7782 | 11245.7713 | 10977.0816 | 9295.6921 | 9379.502 | 9299.7487 | 9560.7016 | 8026.9089 | 7503.5971 | 5988.381
P95 |  |  |  |  | 39155.8358 | 36072.9865 | 27765.3255 | 24873.2211 | 23162.1609 | 20953.1883 | 20709.4627 | 18761.4401 | 18205.4922 | 17895.4845 | 16153.319 | 16084.8848 | 16138.8368 | 14608.2634 | 13336.7648 | 12543.0156
FUELCONSUMED - Fuel Consumed
MEAN |  |  |  |  | 535671.7429 | 523116.1253 | 369788.6037 | 320489.9018 | 285030.7113 | 274559.0147 | 279718.0251 | 241982.901 | 232168.767 | 215578.6686 | 208680.9765 | 211869.4105 | 204331.3873 | 186168.0811 | 170572.5211 | 153244.2807
P5 |  |  |  |  | 417496.7243 | 473166.7518 | 262534.8166 | 246242.2853 | 209608.3195 | 213639.9709 | 227885.0777 | 184055.1761 | 179657.636 | 152138.987 | 153510.6712 | 152205.3792 | 156476.2939 | 131373.3046 | 122808.4639 | 98009.5085
P95 |  |  |  |  | 640848.3769 | 590392.5784 | 454424.3129 | 407090.3618 | 379086.1024 | 342932.7061 | 338943.7426 | 307061.2132 | 297962.2289 | 292888.454 | 264375.1056 | 263255.0712 | 264138.0818 | 239087.7808 | 218277.6567 | 205286.6705
FUELCOST - Fuel Cost
MEAN |  |  |  |  | 846685.9597 | 853678.1746 | 658885.9559 | 588861.1746 | 544574.6995 | 533326.139 | 561835.2998 | 497732.3483 | 488560.1525 | 470726.7342 | 461592.5441 | 478444.8682 | 469016.5178 | 449896.3531 | 420886.7201 | 396241.2466
P5 |  |  |  |  | 484412.3185 | 579898.5704 | 334983.09 | 352695.4189 | 290336.8314 | 322690.3137 | 350059.6026 | 287209.4897 | 304585.9055 | 251356.8446 | 250849.0448 | 266975.0459 | 283468.6624 | 241918.2836 | 240875.845 | 185461.6424
P95 |  |  |  |  | 1316631.1652 | 1211638.8816 | 1019808.6148 | 1011915.6875 | 992376.2179 | 829826.4697 | 895880.0493 | 795590.6583 | 774596.5825 | 875071.9842 | 707086.169 | 728993.0549 | 730993.0462 | 697248.9879 | 638671.4013 | 616755.4117
NETPOS - Net Position (MWh)
MEAN |  |  |  |  | 62790.413 | 61083.0228 | 43440.6508 | 37622.8643 | 33436.5107 | 32185.9732 | 32767.5269 | 28324.1483 | 27429.3635 | 25451.3237 | 24616.7415 | 24975.1474 | 24069.8347 | 21914.6095 | 20064.7536 | 18013.5282
P5 |  |  |  |  | 49019.2703 | 55263.8182 | 30842.1264 | 28907.9312 | 24590.0249 | 25045.4587 | 26696.4551 | 21544.56 | 21226.0169 | 17962.1 | 18109.08 | 17942.4 | 18432.83 | 15464.37 | 14446.355 | 11520.8233
P95 |  |  |  |  | 75002.4167 | 69070.9615 | 53382.24 | 47782.3577 | 44464.1995 | 40198.585 | 39702.2184 | 35938.57 | 35198.11 | 34576.2311 | 31185.7 | 31031.786 | 31114.105 | 28144.12 | 25676.295 | 24131.5
NETREVENUE - Net Revenue $
MEAN |  |  |  |  | 294544.7588 | 173442.2509 | 226041.9909 | 187568.0645 | 135030.187 | 144873.7055 | 148812.9368 | 160321.2688 | 170672.9039 | 180581.2295 | 169976.9936 | 165441.7355 | 164089.2373 | 148132.7062 | 141830.1991 | 133067.4753
P5 |  |  |  |  | 39353.0748 | -163374.3586 | 34070.0977 | 54001.9139 | 7549.7226 | 41101.2001 | 21516.7808 | 53067.747 | 79920.7884 | 82280.216 | 73767.635 | 79953.7085 | 78427.8899 | 65719.2282 | 70718.783 | 66365.0112
P95 |  |  |  |  | 620837.1587 | 440203.8769 | 445697.9847 | 421451.4634 | 390159.3682 | 326231.3989 | 344658.6349 | 296960.7806 | 304843.3078 | 361378.0973 | 293600.3634 | 274745.873 | 281072.8962 | 251291.698 | 230258.8286 | 209719.5459
STARTS - Number Starts
MEAN |  |  |  |  | 367.04 | 366.9 | 409.09 | 382.76 | 364.96 | 366.59 | 380.82 | 358.02 | 354.77 | 342.44 | 337.3 | 336.08 | 331.55 | 306.3 | 290.45 | 271.38
P5 |  |  |  |  | 330.5 | 323 | 369.5 | 314.5 | 315 | 319.5 | 329.5 | 294.5 | 297.5 | 266 | 275.5 | 263 | 284 | 238 | 233 | 197
P95 |  |  |  |  | 399 | 405.5 | 439 | 428 | 409 | 421 | 431 | 420.5 | 405.5 | 409 | 389.5 | 387.5 | 386.5 | 370.5 | 346.5 | 344
VOMCOSTS - VOM Costs
MEAN |  |  |  |  | 42697.4809 | 42758.1159 | 30842.8621 | 27088.4623 | 24743.0179 | 24139.4799 | 25230.9957 | 22092.8357 | 21943.4908 | 20870.0854 | 20431.8954 | 21228.8753 | 20940.7562 | 19284.8564 | 18058.2782 | 16572.446
P5 |  |  |  |  | 33333.1038 | 38684.6728 | 21897.9097 | 20813.7104 | 18196.6184 | 18784.094 | 20556.2704 | 16804.7568 | 16980.8135 | 14728.922 | 15030.5364 | 15251.04 | 16036.5621 | 13608.6456 | 13001.7195 | 10599.1575
P95 |  |  |  |  | 51001.6433 | 48349.6731 | 37901.3904 | 34403.2975 | 32903.5076 | 30148.9388 | 30570.7081 | 28032.0846 | 28158.488 | 28352.5095 | 25884.131 | 26377.0181 | 27069.2713 | 24766.8256 | 23108.6655 | 22200.98
15597: New 2023JAN 18V50DF_NG_B #7
CAPACITYFACTOR - Net Generation Capacity Factor
MEAN |  |  |  |  | 0.45362 | 0.42115 | 0.31808 | 0.27259 | 0.24031 | 0.2353 | 0.23892 | 0.21746 | 0.20962 | 0.19816 | 0.19166 | 0.19136 | 0.18734 | 0.17046 | 0.15704 | 0.13872
P5 |  |  |  |  | 0.35095 | 0.37216 | 0.22375 | 0.2074 | 0.17342 | 0.18726 | 0.19554 | 0.17601 | 0.16973 | 0.14762 | 0.15027 | 0.14508 | 0.15138 | 0.13018 | 0.12192 | 0.094705
P95 |  |  |  |  | 0.53762 | 0.476 | 0.3856 | 0.34645 | 0.32249 | 0.29202 | 0.29485 | 0.26158 | 0.25564 | 0.25806 | 0.23284 | 0.23254 | 0.22942 | 0.21099 | 0.19579 | 0.17772
CO2EMISSIONS - CO2 Emissions
MEAN |  |  |  |  | 32997.3601 | 30696.7339 | 22984.09 | 19689.4864 | 17345.8412 | 17027.302 | 17233.7665 | 15660.6881 | 15235.5653 | 14281.4116 | 13917.3964 | 13884.8087 | 13588.0439 | 12386.497 | 11368.0106 | 10033.1381
P5 |  |  |  |  | 25399.3443 | 27315.1885 | 16258.7026 | 15023.5054 | 12471.8082 | 13556.3666 | 14076.1861 | 12689.3099 | 12369.6997 | 10660.3974 | 10905.329 | 10488.3401 | 10957.5997 | 9493.8429 | 8906.3403 | 6866.1075
P95 |  |  |  |  | 39088.0486 | 34740.6979 | 27793.0491 | 24878.4331 | 23202.1113 | 21150.3939 | 21345.4831 | 18774.0569 | 18604.7618 | 18626.9293 | 16918.4117 | 16725.7093 | 16620.667 | 15438.54 | 14141.7958 | 12923.1212
FUELCONSUMED - Fuel Consumed
MEAN |  |  |  |  | 540054.9931 | 502401.5364 | 376171.6864 | 322250.1866 | 283892.654 | 278679.2473 | 282058.3719 | 256312.4078 | 249354.5882 | 233738.3245 | 227780.6282 | 227247.2782 | 222390.2445 | 202724.9923 | 186055.8196 | 164208.4789
P5 |  |  |  |  | 415701.2165 | 447057.0953 | 266099.8782 | 245883.8857 | 204121.2469 | 221871.7933 | 230379.4785 | 207681.0134 | 202450.0774 | 174474.5887 | 178483.2896 | 171658.5948 | 179338.7838 | 155382.045 | 145766.6167 | 112374.9179
P95 |  |  |  |  | 639738.9301 | 568587.5265 | 454878.0547 | 407175.6642 | 379739.9554 | 346160.2928 | 349353.242 | 307267.7065 | 304496.9193 | 304859.7264 | 276897.0818 | 273743.1971 | 272024.01 | 252676.5952 | 231453.2864 | 211507.7115
FUELCOST - Fuel Cost
MEAN |  |  |  |  | 853813.9223 | 821693.5623 | 669057.3448 | 592254.4132 | 543134.2883 | 540990.6526 | 566730.8969 | 524453.1123 | 521676.8393 | 505836.3546 | 498874.0731 | 509641.1508 | 506471.8206 | 485559.4082 | 454733.6445 | 420645.1369
P5 |  |  |  |  | 486696.4089 | 544952.0475 | 333396.4654 | 352606.5482 | 279026.0003 | 333603.3572 | 355359.1306 | 320145.5084 | 335535.3342 | 282372.5051 | 299252.2144 | 299645.6804 | 335764.3992 | 285026.3137 | 285109.3608 | 211945.1147
P95 |  |  |  |  | 1299228.6993 | 1181924.0265 | 1012924.7697 | 1006135.2044 | 990045.8273 | 831266.6273 | 890006.9823 | 789669.7872 | 788263.5332 | 904405.4831 | 737647.2142 | 738719.2664 | 756988.6753 | 716195.8039 | 685569.2795 | 644749.6083
NETPOS - Net Position (MWh)
MEAN |  |  |  |  | 63292.1386 | 58757.5977 | 44190.1463 | 37829.1505 | 33302.7851 | 32668.6427 | 33041.55 | 30001.291 | 29459.7481 | 27595.2335 | 26869.6708 | 26787.891 | 26197.0924 | 23863.661 | 21886.0971 | 19302.2399
P5 |  |  |  |  | 48819.9911 | 52173.4777 | 31260.1303 | 28865.8175 | 23945.1847 | 26010.7225 | 26988.8619 | 24310.08 | 23918.96 | 20599.125 | 21054.185 | 20235.6 | 21126.02 | 18291 | 17146.873 | 13209.7
P95 |  |  |  |  | 74778.8375 | 66599.8289 | 53435.8786 | 47797.815 | 44540.2553 | 40573.9667 | 40922.585 | 35963.55 | 35974.0978 | 35987.5658 | 32662.46 | 32268.39 | 32042.7527 | 29743.745 | 27223.7913 | 24861.5208
NETREVENUE - Net Revenue $
MEAN |  |  |  |  | 291969.2464 | 207738.745 | 223606.7798 | 185615.2229 | 133374.1594 | 140269.3414 | 146470.0738 | 151377.1629 | 162529.1478 | 171651.1834 | 159925.6461 | 157595.4876 | 154939.2742 | 139475.439 | 133896.5311 | 127675.8586
P5 |  |  |  |  | 34015.1028 | -99607.7511 | 34736.7992 | 50540.3836 | 11177.4431 | 34353.2086 | 25519.1489 | 41837.9622 | 66434.3663 | 66806.3226 | 57713.1859 | 64519.9981 | 62842.137 | 56397.6544 | 61725.195 | 57041.6626
P95 |  |  |  |  | 618235.8668 | 476494.4418 | 437473.7705 | 417309.6342 | 388526.0024 | 322966.7334 | 343296.6126 | 296402.5535 | 301782.8289 | 360592.524 | 286585.963 | 268450.2959 | 276181.9117 | 251313.8597 | 221291.3299 | 209763.0706
STARTS - Number Starts
MEAN |  |  |  |  | 365.28 | 373.71 | 408.75 | 385.91 | 367.99 | 372.36 | 384.48 | 367.35 | 365.56 | 353.89 | 349 | 347.46 | 343.99 | 319.22 | 304.24 | 281.39
P5 |  |  |  |  | 333.5 | 324.5 | 362.5 | 325.5 | 306.5 | 318.5 | 324.5 | 312.5 | 316 | 284.5 | 295 | 277.5 | 302 | 257 | 250 | 211.5
P95 |  |  |  |  | 395.5 | 412 | 441 | 431 | 406.5 | 414 | 429 | 414 | 414.5 | 413.5 | 395 | 395.5 | 384.5 | 372 | 354 | 349
VOMCOSTS - VOM Costs
MEAN |  |  |  |  | 43038.6543 | 41130.3184 | 31375.0039 | 27236.9884 | 24644.061 | 24501.482 | 25441.9935 | 23401.007 | 23567.7985 | 22628.0914 | 22301.8268 | 22769.7073 | 22791.4704 | 21000.0217 | 19697.4874 | 17758.0607
P5 |  |  |  |  | 33197.594 | 36521.4344 | 22194.6925 | 20783.3886 | 17719.4367 | 19508.0419 | 20781.4236 | 18961.8624 | 19135.168 | 16891.2825 | 17474.9735 | 17200.26 | 18379.6374 | 16096.08 | 15432.1857 | 12152.924
P95 |  |  |  |  | 50849.6095 | 46619.8802 | 37939.4738 | 34414.4268 | 32959.7889 | 30430.475 | 31510.3904 | 28051.569 | 28779.2782 | 29509.8039 | 27109.8418 | 27428.1315 | 27877.1948 | 26174.4956 | 24501.4122 | 22872.5991
15597: New 2023JAN 18V50DF_NG_B #8
CAPACITYFACTOR - Net Generation Capacity Factor
MEAN |  |  |  |  | 0.45377 | 0.41439 | 0.32169 | 0.27256 | 0.24103 | 0.23519 | 0.23995 | 0.22415 | 0.21944 | 0.20976 | 0.20315 | 0.20037 | 0.19827 | 0.18241 | 0.17113 | 0.1512
P5 |  |  |  |  | 0.34871 | 0.35501 | 0.23273 | 0.21168 | 0.17519 | 0.1855 | 0.19452 | 0.17727 | 0.18169 | 0.16043 | 0.16478 | 0.16192 | 0.16826 | 0.14628 | 0.13827 | 0.11574
P95 |  |  |  |  | 0.53741 | 0.46565 | 0.38907 | 0.35224 | 0.3237 | 0.29344 | 0.29431 | 0.26967 | 0.26594 | 0.26475 | 0.23833 | 0.23501 | 0.23094 | 0.21866 | 0.20109 | 0.18763
CO2EMISSIONS - CO2 Emissions
MEAN |  |  |  |  | 33016.4529 | 30198.9813 | 23260.4954 | 19692.4173 | 17415.6261 | 17021.512 | 17300.5226 | 16154.8795 | 15967.4428 | 15100.7432 | 14754.8593 | 14532.0473 | 14381.94 | 13257.4754 | 12393.7114 | 10940.2418
P5 |  |  |  |  | 25281.3697 | 25915.4779 | 16769.6071 | 15181.1731 | 12615.6319 | 13419.3369 | 14102.3985 | 12822.9062 | 13281.9324 | 11610.895 | 11924.8687 | 11777.0694 | 12174.0784 | 10597.9804 | 10049.6932 | 8411.1987
P95 |  |  |  |  | 39220.5386 | 33893.349 | 28196.2912 | 25309.4605 | 23384.4529 | 21313.1535 | 21235.2519 | 19534.2637 | 19425.5819 | 19064.8823 | 17312.2398 | 17160.4302 | 16802.6486 | 15897.3259 | 14601.1231 | 13566.0637
FUELCONSUMED - Fuel Consumed
MEAN |  |  |  |  | 540367.4781 | 494255.0137 | 380695.5064 | 322298.155 | 285034.7963 | 278584.4847 | 283150.943 | 264400.6465 | 261332.9427 | 247148.0068 | 241487.0595 | 237840.3813 | 235383.6334 | 216979.9576 | 202843.0676 | 179054.6933
P5 |  |  |  |  | 413770.3713 | 424148.5752 | 274461.6553 | 248464.3722 | 206475.1537 | 219629.0825 | 230808.4855 | 209867.5311 | 217380.2349 | 190031.0143 | 195169.7009 | 192750.726 | 199248.4185 | 173453.0338 | 164479.4307 | 137662.8261
P95 |  |  |  |  | 641907.3423 | 554719.2967 | 461477.7603 | 414230.1233 | 382724.2699 | 348824.1163 | 347549.1305 | 319709.717 | 317930.9642 | 312027.5339 | 283342.7141 | 280858.1048 | 275002.4324 | 260185.3666 | 238970.9185 | 222030.5025
FUELCOST - Fuel Cost
MEAN |  |  |  |  | 852905.9756 | 810808.9507 | 676851.5268 | 592824.7883 | 546294.2199 | 541284.6827 | 568944.8618 | 540971.0056 | 545869.75 | 532790.426 | 526945.9337 | 531490.8102 | 533533.0329 | 516639.0483 | 492498.6455 | 453607.9241
P5 |  |  |  |  | 484118.022 | 510424.7443 | 350547.4417 | 359801.3663 | 289580.371 | 332624.6273 | 360581.3236 | 319663.8697 | 363799.9074 | 314778.9009 | 328717.819 | 333654.2953 | 361932.8806 | 323647.7544 | 322549.7424 | 260221.9804
P95 |  |  |  |  | 1299563.7707 | 1153946.4948 | 1016947.6593 | 1019319.411 | 1006196.7119 | 846483.7027 | 911634.3709 | 807462.3714 | 823920.6981 | 909926.5958 | 739852.4954 | 750962.8739 | 762511.9795 | 730907.2174 | 704610.5043 | 672407.7666
NETPOS - Net Position (MWh)
MEAN |  |  |  |  | 63301.5283 | 57858.8769 | 44720.838 | 37834.2503 | 33436.8152 | 32657.4712 | 33169.4908 | 30947.766 | 30874.6701 | 29178.4018 | 28486.5956 | 28036.5459 | 27727.7309 | 25541.6329 | 23860.7365 | 21047.4936
P5 |  |  |  |  | 48581.1803 | 49500.8124 | 32241.3544 | 29168.2533 | 24221.2927 | 25747.207 | 27039.1489 | 24565.9422 | 25682.92 | 22435.775 | 23023.44 | 22722 | 23470.955 | 20418.25 | 19348.245 | 16182.3
P95 |  |  |  |  | 75046.0365 | 65063.4556 | 54204.9719 | 48617.5658 | 44892.1866 | 40887.63 | 40709.9476 | 37415.583 | 37555.9864 | 36834.2049 | 33422.1811 | 33105.1781 | 32393.51 | 30627.24 | 28110.51 | 26099.5363
NETREVENUE - Net Revenue $
MEAN |  |  |  |  | 282963.6054 | 226647.2247 | 221076.4446 | 183946.9638 | 134529.2678 | 139292.6821 | 144879.09 | 146529.0118 | 154821.2745 | 163473.8156 | 151948.5616 | 151307.3203 | 147312.9769 | 131297.4181 | 124921.532 | 119363.756
P5 |  |  |  |  | 41224.3458 | -62897.3636 | 29106.5898 | 54515.0156 | 10314.9661 | 36355.5659 | 20862.8776 | 25479.6518 | 51666.4354 | 52949.5306 | 46427.5475 | 53207.7549 | 54228.9357 | 43379.4002 | 50235.458 | 39737.3019
P95 |  |  |  |  | 608515.2489 | 514050.1305 | 436822.1221 | 414656.6055 | 393301.6689 | 319418.3876 | 334117.9907 | 283761.2046 | 299479.8897 | 351375.6648 | 278014.3393 | 270474.0991 | 274685.2494 | 241005.6291 | 218819.1226 | 202147.4462
STARTS - Number Starts
MEAN |  |  |  |  | 364.93 | 371.75 | 408.55 | 388.62 | 368.76 | 375.82 | 388.9 | 371.77 | 373.51 | 364.33 | 360.76 | 352.25 | 352.95 | 331.17 | 319.18 | 295.05
P5 |  |  |  |  | 326.5 | 329.5 | 367.5 | 325 | 310 | 322.5 | 338 | 316 | 328 | 313.5 | 316.5 | 301 | 315 | 278.5 | 278 | 245.5
P95 |  |  |  |  | 403.5 | 419 | 439 | 428.5 | 410.5 | 419 | 436 | 424 | 415.5 | 418.5 | 395.5 | 395.5 | 393.5 | 378 | 363 | 356
VOMCOSTS - VOM Costs
MEAN |  |  |  |  | 43045.0392 | 40501.2139 | 31751.795 | 27240.6602 | 24743.2432 | 24493.1034 | 25540.5079 | 24139.2575 | 24699.7361 | 23926.2894 | 23643.8744 | 23831.0641 | 24123.1259 | 22476.637 | 21474.6628 | 19363.6941
P5 |  |  |  |  | 33035.2026 | 34650.5687 | 22891.3616 | 21001.1424 | 17923.7566 | 19310.4053 | 20820.1446 | 19161.435 | 20546.336 | 18397.3355 | 19109.4552 | 19313.7 | 20419.7308 | 17968.06 | 17413.4205 | 14887.716
P95 |  |  |  |  | 51031.3048 | 45544.4189 | 38485.5301 | 35004.6474 | 33220.2181 | 30665.7225 | 31346.6597 | 29184.1548 | 30044.7891 | 30204.048 | 27740.4103 | 28139.4013 | 28182.3537 | 26951.9712 | 25299.459 | 24011.5734
15597: New 2023JAN 18V50DF_NG_B #9
CAPACITYFACTOR - Net Generation Capacity Factor
MEAN |  |  |  |  | 0.44679 | 0.39933 | 0.32761 | 0.27845 | 0.24371 | 0.2393 | 0.24356 | 0.22356 | 0.22364 | 0.21767 | 0.21141 | 0.20645 | 0.20478 | 0.18984 | 0.18146 | 0.16352
P5 |  |  |  |  | 0.34716 | 0.33667 | 0.25357 | 0.21804 | 0.17281 | 0.18665 | 0.19167 | 0.18129 | 0.18497 | 0.17183 | 0.17319 | 0.16725 | 0.17361 | 0.1502 | 0.15637 | 0.12943
P95 |  |  |  |  | 0.5348 | 0.46136 | 0.39088 | 0.34842 | 0.32841 | 0.29511 | 0.29859 | 0.27407 | 0.27015 | 0.26764 | 0.24104 | 0.24166 | 0.23887 | 0.2246 | 0.21058 | 0.19089
CO2EMISSIONS - CO2 Emissions
MEAN |  |  |  |  | 32526.5325 | 29089.4897 | 23676.2731 | 20110.6993 | 17594.3693 | 17311.0668 | 17560.4917 | 16098.532 | 16254.0169 | 15687.2694 | 15345.8213 | 14979.1235 | 14862.4816 | 13788.6348 | 13145.1687 | 11831.4979
P5 |  |  |  |  | 25290.8269 | 24700.5944 | 18433.7288 | 15632.401 | 12514.4404 | 13446.1485 | 13700.3293 | 13016.9981 | 13415.2345 | 12417.5099 | 12596.0784 | 12147.1436 | 12576.4349 | 10950.0872 | 11309.7066 | 9409.4317
P95 |  |  |  |  | 38964.7259 | 33624.6738 | 28345.9477 | 25190.1126 | 23790.0139 | 21333.6465 | 21541.3445 | 19673.736 | 19632.056 | 19342.7218 | 17497.1479 | 17508.1013 | 17263.9296 | 16365.1499 | 15322.7213 | 13815.0293
FUELCONSUMED - Fuel Consumed
MEAN |  |  |  |  | 532349.1405 | 476096.3951 | 387500.3782 | 329144.0152 | 287960.2169 | 283323.5148 | 287405.7557 | 263478.4287 | 266023.1894 | 256747.4534 | 251159.1044 | 245157.5045 | 243248.4712 | 225673.2373 | 215141.8777 | 193641.5362
P5 |  |  |  |  | 413925.1531 | 404265.0471 | 301697.6891 | 255849.4441 | 204818.9926 | 220067.8964 | 224227.9758 | 213044.158 | 219561.9396 | 203232.568 | 206155.13 | 198807.588 | 205833.6319 | 179215.8294 | 185101.5816 | 154000.5196
P95 |  |  |  |  | 637720.5541 | 550321.9936 | 463927.1307 | 412276.8023 | 389361.9291 | 349159.5175 | 352558.8296 | 321992.4054 | 321310.246 | 316574.8254 | 286369.0334 | 286548.3034 | 282552.0396 | 267842.0601 | 250781.0353 | 226105.226
FUELCOST - Fuel Cost
MEAN |  |  |  |  | 841854.0122 | 784573.6966 | 686084.3432 | 603860.0273 | 551887.0692 | 549952.8061 | 577054.5839 | 540779.5786 | 555935.4256 | 552389.0838 | 547393.6139 | 547770.253 | 550709.2712 | 536956.2601 | 520960.764 | 487188.2433
P5 |  |  |  |  | 482605.3154 | 489643.9668 | 379070.8201 | 359619.9791 | 284367.9589 | 337065.9215 | 346763.3807 | 327938.6954 | 368093.1048 | 334585.1147 | 345031.6989 | 341152.1246 | 393157.4311 | 333459.9055 | 354344.585 | 290770.3416
P95 |  |  |  |  | 1292084.5961 | 1147026.1152 | 1031006.5378 | 1025391.5574 | 1030460.5278 | 850141.4939 | 923873.8906 | 817448.4187 | 848693.6745 | 931796.7271 | 752757.199 | 774059.5981 | 769777.1852 | 766667.0948 | 724406.139 | 685015.5855
NETPOS - Net Position (MWh)
MEAN |  |  |  |  | 62387.9841 | 55759.7275 | 45520.4112 | 38638.5952 | 33779.7019 | 33213.1305 | 33667.9141 | 30839.6584 | 31428.8575 | 30311.558 | 29627.3668 | 28899.2357 | 28654.2026 | 26564.8046 | 25307.4448 | 22762.2771
P5 |  |  |  |  | 48594.4105 | 46980.9963 | 35442.2906 | 30035.2488 | 24027.5886 | 25798.7987 | 26268.3428 | 24937.6921 | 25940.27 | 23994.4 | 24319.35 | 23436 | 24247.1 | 21096.625 | 21774.095 | 18102.8
P95 |  |  |  |  | 74674.1076 | 64558.6205 | 54495.79 | 48393.951 | 45666.0442 | 40929.3465 | 41293.1392 | 37681.1634 | 37958.27 | 37372.72 | 33780.4595 | 33775.84 | 33282.85 | 31527.3282 | 29498.955 | 26577.91
NETREVENUE - Net Revenue $
MEAN |  |  |  |  | 295231.2137 | 244728.3619 | 217209.7524 | 182793.4497 | 132692.2227 | 138159.6326 | 142838.212 | 144007.7772 | 150238.2182 | 158404.8299 | 145508.1817 | 146378.6996 | 141577.7194 | 125398.9495 | 116735.5598 | 111202.6435
P5 |  |  |  |  | 41461.8867 | -61005.6805 | 14248.0914 | 51702.8571 | 8077.7722 | 34069.3908 | 22540.6375 | 30111.7945 | 52664.2015 | 49025.5524 | 38796.5375 | 50011.2777 | 46387.1818 | 39608.6724 | 36786.8652 | 30104.8913
P95 |  |  |  |  | 616184.7752 | 519983.7276 | 437376.6169 | 420529.9035 | 385537.8098 | 319210.1285 | 335384.4329 | 283437.0394 | 293830.8021 | 348863.336 | 273880.1457 | 264807.0615 | 262908.6419 | 239890.55 | 208204.5253 | 204066.1119
STARTS - Number Starts
MEAN |  |  |  |  | 368.8 | 379.82 | 413.05 | 388.36 | 369.37 | 376.03 | 388.82 | 375.03 | 380.6 | 371.07 | 367.33 | 357.12 | 359.72 | 338.74 | 330.08 | 308.21
P5 |  |  |  |  | 334 | 340 | 377 | 327 | 309 | 325.5 | 335.5 | 325.5 | 337 | 312.5 | 322 | 312 | 322.5 | 283 | 291 | 262.5
P95 |  |  |  |  | 404 | 422.5 | 444 | 435.5 | 411.5 | 421 | 430.5 | 426 | 418.5 | 419.5 | 408 | 406.5 | 393.5 | 382 | 368.5 | 354
VOMCOSTS - VOM Costs
MEAN |  |  |  |  | 42423.8292 | 39031.8092 | 32319.4919 | 27819.7886 | 24996.9794 | 24909.8479 | 25924.2939 | 24054.9335 | 25143.086 | 24855.4775 | 24590.7144 | 24564.3503 | 24929.1563 | 23377.0281 | 22776.7004 | 20941.2949
P5 |  |  |  |  | 33044.1991 | 32886.6974 | 25164.0263 | 21625.3791 | 17780.4156 | 19349.099 | 20226.6239 | 19451.3998 | 20752.216 | 19675.408 | 20185.0605 | 19920.6 | 21094.977 | 18565.03 | 19596.6855 | 16654.576
P95 |  |  |  |  | 50778.3932 | 45191.0343 | 38692.0109 | 34843.6447 | 33792.8727 | 30697.0099 | 31795.7172 | 29391.3075 | 30366.616 | 30645.6304 | 28037.7814 | 28709.464 | 28956.0795 | 27744.0488 | 26549.0595 | 24451.6772
15597: New 2024JAN 18V50DF_NG_B #1
CAPACITYFACTOR - Net Generation Capacity Factor
MEAN | [5 empty] | 0.36986 | 0.32995 | 0.29004 | 0.25274 | 0.24985 | 0.25623 | 0.24131 | 0.23982 | 0.23037 | 0.22307 | 0.21982 | 0.21885 | 0.20208 | 0.19227 | 0.17529
P5 | [5 empty] | 0.26949 | 0.25447 | 0.23147 | 0.19223 | 0.2029 | 0.21222 | 0.19772 | 0.20341 | 0.18087 | 0.18547 | 0.18069 | 0.18711 | 0.16651 | 0.15809 | 0.14045
P95 | [5 empty] | 0.44833 | 0.40281 | 0.36435 | 0.33659 | 0.31004 | 0.3141 | 0.2827 | 0.27406 | 0.2854 | 0.2509 | 0.25588 | 0.25039 | 0.23602 | 0.22705 | 0.20656
CO2EMISSIONS - CO2 Emissions
MEAN | [5 empty] | 26879.6651 | 23878.6474 | 20963.8181 | 18253.7028 | 18080.6156 | 18477.6281 | 17389.1258 | 17441.9131 | 16589.281 | 16200.21 | 15965.2028 | 15874.1454 | 14674.8473 | 13927.2296 | 12681.6875
P5 | [5 empty] | 19465.2195 | 18401.6553 | 16782.6069 | 13911.4999 | 14654.2381 | 15379.2661 | 14318.5568 | 14800.2965 | 13040.5876 | 13502.5845 | 13165.0192 | 13590.3828 | 12040.2432 | 11448.7426 | 10142.916
P95 | [5 empty] | 32607.8501 | 29253.9031 | 26370.6563 | 24255.4049 | 22542.6066 | 22642.6942 | 20353.8489 | 20056.0952 | 20701.3989 | 18176.8074 | 18536.7234 | 18251.7672 | 17154.3189 | 16383.7243 | 14948.1585
FUELCONSUMED - Fuel Consumed
MEAN | [5 empty] | 439929.053 | 390812.5598 | 343106.6797 | 298751.2732 | 295918.4223 | 302416.1724 | 284601.0771 | 285465.0262 | 271510.3272 | 265142.5531 | 261296.281 | 259805.981 | 240177.5342 | 227941.564 | 207556.2608
P5 | [5 empty] | 318579.6972 | 301172.7549 | 274674.4169 | 227684.1227 | 239840.2313 | 251706.4825 | 234346.2656 | 242230.7126 | 213430.239 | 220991.5627 | 215466.7624 | 222428.5233 | 197057.9905 | 187377.1293 | 166005.1726
P95 | [5 empty] | 533680.0339 | 478787.2843 | 431598.3029 | 396978.8037 | 368946.0981 | 370584.1937 | 333123.5507 | 328250.3304 | 338811.7654 | 297492.7564 | 303383.3625 | 298719.5948 | 280758.0842 | 268146.06 | 244650.7112
FUELCOST - Fuel Cost
MEAN | [5 empty] | 735810.7246 | 694120.0903 | 628180.4791 | 570219.6345 | 572744.2534 | 606180.5552 | 580710.7013 | 594442.8619 | 583947.7547 | 577759.2293 | 583022.5975 | 588451.2017 | 572064.267 | 554736.6343 | 524684.804
P5 | [5 empty] | 389389.2803 | 373223.9126 | 387590.0378 | 314078.0282 | 369898.4092 | 378672.034 | 362413.5434 | 396236.1599 | 350416.279 | 367782.1223 | 376240.9635 | 403416.7773 | 365949.5849 | 375183.5226 | 315574.8912
P95 | [5 empty] | 1112803.5311 | 1088774.6275 | 1068876.848 | 1033736.0766 | 895563.2511 | 957129.5928 | 841721.982 | 872704.4876 | 983870.7531 | 791999.786 | 818449.612 | 830878.1274 | 800110.8139 | 791842.5167 | 726387.5487
NETPOS - Net Position (MWh)
MEAN | [5 empty] | 51629.361 | 45906.5769 | 40276.2626 | 35044.4184 | 34688.6992 | 35425.5795 | 33312.1255 | 33725.3187 | 32054.1143 | 31276.3755 | 30801.0846 | 30604.5586 | 28272.1352 | 26813.0021 | 24397.6859
P5 | [5 empty] | 37381.94 | 35380.3739 | 32245.6157 | 26709.6963 | 28116.8524 | 29487.5194 | 27431.3388 | 28617.8981 | 25198.155 | 26069.4709 | 25399.4947 | 26201.97 | 23196.7738 | 22041.775 | 19513.95
P95 | [5 empty] | 62602.8279 | 56234.6252 | 50655.3868 | 46555.5602 | 43242.2412 | 43403.4252 | 38988.81 | 38772.9406 | 39993.1568 | 35093.5008 | 35756.9625 | 35187.38 | 33047.345 | 31540.9342 | 28757.12
NETREVENUE - Net Revenue $
MEAN | [5 empty] | 286285.7185 | 212164.5721 | 173563.7799 | 124747.8699 | 129597.791 | 133389.8821 | 133956.0519 | 137724.7002 | 146585.7806 | 134977.1805 | 135114.2834 | 130168.2351 | 114931.1664 | 107693.2607 | 100489.2397
P5 | [5 empty] | 81328.8672 | 14591.1622 | 35281.6564 | -4676.9217 | 16514.3638 | 3316.3346 | 13572.441 | 36163.2931 | 34235.8288 | 26505.0566 | 28773.7061 | 39351.3611 | 26674.0427 | 30335.9543 | 19862.2714
P95 | [5 empty] | 514099.5234 | 428840.2612 | 401657.9928 | 365035.8138 | 311318.7258 | 314407.3351 | 283712.0276 | 285384.9718 | 331828.2635 | 270399.08 | 254950.6175 | 261358.5418 | 231264.9951 | 194184.0228 | 192534.4851
STARTS - Number Starts
MEAN | [5 empty] | 392.62 | 418.68 | 391.7 | 374.16 | 380.78 | 394.26 | 383.23 | 389.65 | 380.37 | 375.73 | 368.48 | 373.94 | 351.84 | 343.88 | 324.43
P5 | [5 empty] | 352 | 381.5 | 343.5 | 327 | 330.5 | 347.5 | 336.5 | 344 | 323 | 333 | 313.5 | 340.5 | 299 | 309 | 280
P95 | [5 empty] | 432 | 451 | 436 | 419 | 420 | 437 | 424 | 428.5 | 430 | 409 | 417 | 411.5 | 387 | 376 | 362
VOMCOSTS - VOM Costs
MEAN | [5 empty] | 36140.5527 | 32593.6696 | 28998.9091 | 25932.8696 | 26016.5244 | 27277.6962 | 25983.4579 | 26980.255 | 26284.3737 | 25959.3917 | 26180.9219 | 26625.966 | 24879.479 | 24131.7019 | 22445.871
P5 | [5 empty] | 26167.358 | 25120.0654 | 23216.8433 | 19765.1753 | 21087.6393 | 22705.39 | 21396.4443 | 22894.3185 | 20662.4871 | 21637.6608 | 21589.5705 | 22795.7139 | 20413.161 | 19837.5975 | 17952.834
P95 | [5 empty] | 43821.9795 | 39926.5839 | 36471.8785 | 34451.1145 | 32431.6809 | 33420.6374 | 30411.2718 | 31018.3525 | 32794.3886 | 29127.6056 | 30393.4182 | 30613.0206 | 29081.6636 | 28386.8408 | 26456.5504
15597: New 2024JAN 18V50DF_NG_B #10
CAPACITYFACTOR - Net Generation Capacity Factor
MEAN | [5 empty] | 0.33598 | 0.29257 | 0.27432 | 0.24179 | 0.25016 | 0.25641 | 0.24126 | 0.24331 | 0.23325 | 0.22518 | 0.2247 | 0.22274 | 0.20655 | 0.19755 | 0.18674
P5 | [5 empty] | 0.22322 | 0.19825 | 0.20998 | 0.18081 | 0.20098 | 0.21037 | 0.20839 | 0.20635 | 0.18715 | 0.18632 | 0.17902 | 0.18069 | 0.15728 | 0.15953 | 0.14447
P95 | [5 empty] | 0.42764 | 0.37325 | 0.34809 | 0.32828 | 0.30243 | 0.30424 | 0.2853 | 0.29467 | 0.30714 | 0.26234 | 0.26898 | 0.27616 | 0.25825 | 0.24024 | 0.2302
CO2EMISSIONS - CO2 Emissions
MEAN | [5 empty] | 24389.5508 | 21155.9693 | 19841.4848 | 17463.1137 | 18083.7372 | 18501.8629 | 17384.3803 | 17702.7269 | 16806.9531 | 16345.5348 | 16309.2107 | 16150.9103 | 15005.6283 | 14306.4508 | 13505.9198
P5 | [5 empty] | 16295.5724 | 14347.3803 | 15189.6366 | 13089.4846 | 14431.0531 | 15180.0649 | 14962.6672 | 15035.9676 | 13514.3145 | 13545.8596 | 12996.1375 | 13142.1569 | 11358.2514 | 11539.9849 | 10472.767
P95 | [5 empty] | 31056.2201 | 27050.9166 | 25327.7262 | 23623.763 | 21758.2151 | 21948.8844 | 20500.0011 | 21300.6638 | 22068.5997 | 19099.4693 | 19474.638 | 19985.6027 | 18658.3801 | 17524.2726 | 16737.3352
FUELCONSUMED - Fuel Consumed
MEAN | [5 empty] | 399174.3169 | 346251.5436 | 324737.8852 | 285812.0082 | 295969.5129 | 302812.8141 | 284523.4093 | 289733.6642 | 275072.8816 | 267521.0272 | 266926.525 | 264335.6837 | 245591.2975 | 234148.1304 | 221046.1502
P5 | [5 empty] | 266703.3132 | 234818.0085 | 248602.8896 | 214230.5172 | 236187.4483 | 248446.2347 | 244888.1705 | 246087.8494 | 221183.5441 | 221699.8293 | 212702.742 | 215092.5842 | 185896.0957 | 188870.4574 | 171403.7148
P95 | [5 empty] | 508285.1083 | 442731.859 | 414529.0699 | 386640.9655 | 356108.2675 | 359228.8776 | 335515.567 | 348619.7028 | 361188.2104 | 312593.6059 | 318733.8462 | 327096.6075 | 305374.4704 | 286812.9716 | 273933.4724
FUELCOST - Fuel Cost
MEAN | [5 empty] | 676155.2353 | 621460.4696 | 597609.2316 | 547215.8206 | 572176.3789 | 606157.0316 | 580251.1413 | 606798.9918 | 596281.6292 | 588720.0694 | 599989.9742 | 605548.7403 | 593756.53 | 575525.1608 | 565032.488
P5 | [5 empty] | 328700.0805 | 294317.5307 | 349272.5773 | 285163.6413 | 367265.8658 | 381850.3537 | 379017.2233 | 416605.6253 | 346650.4105 | 367719.7996 | 376652.5871 | 401023.1015 | 347781.8217 | 361475.6156 | 327725.8408
P95 | [5 empty] | 1067060.5091 | 978835.126 | 1020601.902 | 992119.5809 | 849026.8804 | 947503.8872 | 845847.8556 | 924023.2819 | 1074232.8723 | 833321.7749 | 875429.0165 | 908912.2559 | 893508.6394 | 850565.6014 | 825107.5815
NETPOS - Net Position (MWh)
MEAN | [5 empty] | 46870.6652 | 40676.2576 | 38121.3254 | 33528.4858 | 34696.0479 | 35473.0194 | 33302.9967 | 34228.8383 | 32473.6866 | 31555.965 | 31464.2857 | 31137.4364 | 28908.746 | 27542.8004 | 25983.0608
P5 | [5 empty] | 31329.6499 | 27584.7652 | 29184.4362 | 25131.6048 | 27688.1371 | 29105.5258 | 28665.36 | 29074.4579 | 26113.4088 | 26153.0268 | 25074 | 25337.8 | 21882.9216 | 22217.44 | 20148.55
P95 | [5 empty] | 59656.4616 | 52008.0243 | 48659.9031 | 45352.7511 | 41744.0511 | 42078.1915 | 39268.6909 | 41177.8709 | 42625.7734 | 36869.258 | 37563.3759 | 38524.245 | 35945.095 | 33735.465 | 32198.6453
NETREVENUE - Net Revenue $
MEAN | [5 empty] | 312624.2281 | 239921.5029 | 187457.8697 | 136416.6126 | 132737.5378 | 137618.0972 | 132511.4441 | 137266.3504 | 146025.8069 | 134844.7299 | 134561.7732 | 130242.3837 | 113852.974 | 105829.9719 | 93841.7001
P5 | [5 empty] | 108428.7679 | 58621.4819 | 60576.1658 | 6732.7539 | 25429.6241 | 13019.7574 | 13338.3779 | 37995.4974 | 40798.3667 | 32262.5641 | 40938.9746 | 40727.336 | 34987.68 | 34426.4173 | 18236.1081
P95 | [5 empty] | 542670.1378 | 452361.3062 | 413915.5262 | 387758.7766 | 315949.3963 | 331032.9632 | 279073.4922 | 278804.685 | 325553.2751 | 262493.7499 | 244468.0737 | 241885.2441 | 227132.2416 | 195230.8992 | 171794.092
STARTS - Number Starts
MEAN | [5 empty] | 388.13 | 401.22 | 382.44 | 365.62 | 377.24 | 391.84 | 394.86 | 397.91 | 386.99 | 381.5 | 375.56 | 376.79 | 352.21 | 351.6 | 339.75
P5 | [5 empty] | 341 | 346 | 334.5 | 314.5 | 329 | 336.5 | 353 | 361.5 | 337 | 345 | 323.5 | 345 | 295.5 | 310.5 | 291.5
P95 | [5 empty] | 428.5 | 440 | 432 | 410 | 425 | 439 | 431.5 | 432.5 | 430.5 | 416.5 | 420.5 | 414 | 399.5 | 388 | 380.5
VOMCOSTS - VOM Costs
MEAN | [5 empty] | 32809.4656 | 28880.1429 | 27447.3543 | 24811.0795 | 26022.0359 | 27314.2249 | 25976.3375 | 27383.0706 | 26628.423 | 26191.451 | 26744.6429 | 27089.5697 | 25439.6965 | 24788.5203 | 23904.4159
P5 | [5 empty] | 21930.7549 | 19585.1833 | 21012.794 | 18597.3875 | 20766.1028 | 22411.2549 | 22358.9808 | 23259.5663 | 21412.9952 | 21707.0122 | 21312.9 | 22043.886 | 19256.971 | 19995.696 | 18536.666
P95 | [5 empty] | 41759.5231 | 36925.6973 | 35035.1302 | 33561.0358 | 31308.0383 | 32400.2074 | 30629.5789 | 32942.2967 | 34953.1342 | 30601.4841 | 31928.8695 | 33516.0931 | 31631.6836 | 30361.9185 | 29622.7536
15597: New 2024JAN 18V50DF_NG_B #11
CAPACITYFACTOR - Net Generation Capacity Factor
MEAN | [5 empty] | 0.3368 | 0.32011 | 0.28473 | 0.2569 | 0.24394 | 0.25266 | 0.22742 | 0.23806 | 0.23673 | 0.22776 | 0.22791 | 0.22823 | 0.21168 | 0.20925 | 0.20176
P5 | [5 empty] | 0.22326 | 0.23861 | 0.2316 | 0.21104 | 0.20003 | 0.2144 | 0.18422 | 0.19416 | 0.18512 | 0.1839 | 0.18194 | 0.1852 | 0.16325 | 0.17043 | 0.15755
P95 | [5 empty] | 0.42427 | 0.38412 | 0.35062 | 0.32566 | 0.30142 | 0.30742 | 0.28808 | 0.29777 | 0.31156 | 0.27111 | 0.26841 | 0.27567 | 0.26235 | 0.24995 | 0.24324
CO2EMISSIONS - CO2 Emissions
MEAN | [5 empty] | 24446.9175 | 23143.6643 | 20573.5493 | 18549.0244 | 17645.9119 | 18199.6102 | 16373.5974 | 17314.7909 | 17060.5672 | 16546.1765 | 16512.6005 | 16563.2536 | 15385.3073 | 15153.2778 | 14598.5807
P5 | [5 empty] | 16061.3616 | 17262.2348 | 16779.9473 | 15224.6855 | 14488.39 | 15453.379 | 13374.542 | 14149.3725 | 13345.1794 | 13393.6848 | 13152.8749 | 13466.5355 | 11910.7737 | 12339.4417 | 11387.1907
P95 | [5 empty] | 30968.2101 | 27746.3797 | 25391.8891 | 23434.4138 | 21857.7403 | 22059.2676 | 20892.9398 | 21566.081 | 22503.9939 | 19595.2027 | 19477.4337 | 20070.3717 | 19069.0157 | 18087.9185 | 17560.5104
FUELCONSUMED - Fuel Consumed
MEAN | [5 empty] | 400113.2162 | 378783.3766 | 336719.3005 | 303584.687 | 288803.795 | 297865.9614 | 267980.3176 | 283384.4666 | 279223.6863 | 270804.8532 | 270255.3275 | 271084.3468 | 251805.3568 | 248007.8198 | 238929.3085
P5 | [5 empty] | 262870.0755 | 282524.3013 | 274630.888 | 249176.5229 | 237125.8594 | 252919.4606 | 218895.9414 | 231577.2911 | 218415.3741 | 219209.2437 | 215268.0012 | 220401.5634 | 194939.0125 | 201954.8566 | 186369.7331
P95 | [5 empty] | 506844.6818 | 454114.234 | 415579.2004 | 383541.96 | 357737.1576 | 361035.4758 | 341946.6422 | 352963.6829 | 368314.1385 | 320707.081 | 318779.6029 | 328483.9879 | 312095.1837 | 296037.9453 | 287406.0622
FUELCOST - Fuel Cost
MEAN | [5 empty] | 677496.2966 | 673101.009 | 614733.5484 | 573721.2782 | 558596.0421 | 596022.1886 | 552989.6812 | 597550.7305 | 606882.6455 | 596687.2206 | 608164.7904 | 620318.0525 | 608010.2655 | 609288.7508 | 611051.6947
P5 | [5 empty] | 323656.7916 | 343273.8889 | 387172.1064 | 336890.3699 | 359247.4192 | 392424.279 | 319909.4661 | 390346.3573 | 344416.1289 | 367051.9718 | 366292.3703 | 399126.8001 | 354085.5052 | 389794.4452 | 358247.4574
P95 | [5 empty] | 1063252.7125 | 1020614.0615 | 1042374.7461 | 990415.8554 | 862576.7809 | 941317.8007 | 869882.4649 | 950979.2253 | 1094173.1708 | 869017.3214 | 891657.5962 | 912943.9171 | 913739.2512 | 882959.3694 | 891393.9278
NETPOS - Net Position (MWh)
MEAN | [5 empty] | 46992.962 | 44497.172 | 39527.6641 | 35613.1256 | 33855.809 | 34893.2408 | 31366.5195 | 33478.3787 | 32963.1588 | 31942.9847 | 31856.623 | 31932.1767 | 29639.9941 | 29172.7779 | 28084.6272
P5 | [5 empty] | 30884.502 | 33190.7209 | 32239.0387 | 29231.9345 | 27798.3876 | 29629.74 | 25622.4719 | 27359.0885 | 25786.6674 | 25859.295 | 25376.4 | 25962.785 | 22947.5 | 23756.6 | 21907.55
P95 | [5 empty] | 59537.8276 | 53341.0609 | 48783.875 | 44988.608 | 41936.7647 | 42291.1988 | 40016.0722 | 41691.7901 | 43473.0459 | 37822.6052 | 37570.1862 | 38689.8697 | 36734.0133 | 34822.2062 | 33780.3244
NETREVENUE - Net Revenue $
MEAN | [5 empty] | 315905.5544 | 224437.7747 | 177497.6908 | 122279.9508 | 132096.212 | 136001.8724 | 142548.6588 | 140250.4801 | 143223.6817 | 132790.2143 | 131310.1538 | 125801.602 | 109275.0062 | 96035.9649 | 80177.292
P5 | [5 empty] | 107117.6966 | 29446.7503 | 41398.0044 | -12519.2393 | 21104.5641 | 10388.6233 | 29975.2903 | 47587.3347 | 41708.5525 | 29959.1199 | 40462.4514 | 37884.7764 | 31605.9672 | 25185.9844 | 8553.9374
P95 | [5 empty] | 540762.7852 | 447559.978 | 414981.1903 | 390984.9039 | 322125.6545 | 327867.2566 | 274508.2349 | 269711.0195 | 319685.7331 | 262220.6392 | 241860.0748 | 241457.1958 | 219169.2293 | 181042.7508 | 160639.3164
STARTS - Number Starts
MEAN | [5 empty] | 388.53 | 408.39 | 396.84 | 385.06 | 385.95 | 397.8 | 382.38 | 394.54 | 386.73 | 384.46 | 377.21 | 380.72 | 358.07 | 359.45 | 347.57
P5 | [5 empty] | 341 | 370.5 | 349.5 | 346 | 339 | 346 | 328 | 354.5 | 337 | 343 | 327 | 349 | 308.5 | 322.5 | 298
P95 | [5 empty] | 430.5 | 443 | 439 | 425 | 424.5 | 443 | 429 | 430.5 | 427.5 | 416 | 422 | 413 | 397 | 394.5 | 389.5
VOMCOSTS - VOM Costs
MEAN | [5 empty] | 32895.0734 | 31592.9921 | 28459.9182 | 26353.7129 | 25391.8567 | 26867.7954 | 24465.8852 | 26782.703 | 27029.7902 | 26512.6773 | 27078.1295 | 27780.9938 | 26083.1948 | 26255.5001 | 25837.857
P5 | [5 empty] | 21619.1514 | 23565.4118 | 23212.1079 | 21631.6315 | 20848.7907 | 22814.8998 | 19985.5281 | 21887.2708 | 21145.0673 | 21463.2149 | 21569.94 | 22587.623 | 20193.8 | 21380.94 | 20154.946
P95 | [5 empty] | 41676.4793 | 37872.1532 | 35124.39 | 33291.5699 | 31452.5735 | 32564.2231 | 31212.5363 | 33353.4321 | 35647.8977 | 31392.7623 | 31934.6582 | 33660.1866 | 32325.9317 | 31339.9856 | 31077.8984
15597: New 2024JAN 18V50DF_NG_B #2
CAPACITYFACTOR - Net Generation Capacity Factor
MEAN | [5 empty] | 0.3752 | 0.32061 | 0.29028 | 0.25402 | 0.25065 | 0.25837 | 0.24491 | 0.24397 | 0.23728 | 0.23008 | 0.22551 | 0.22437 | 0.20784 | 0.19848 | 0.1788
P5 | [5 empty] | 0.26422 | 0.24861 | 0.23131 | 0.19614 | 0.20179 | 0.21212 | 0.20466 | 0.20589 | 0.18884 | 0.19229 | 0.18412 | 0.19557 | 0.16933 | 0.16898 | 0.14404
P95 | [5 empty] | 0.45313 | 0.39539 | 0.37126 | 0.34242 | 0.31328 | 0.31798 | 0.29091 | 0.28839 | 0.29397 | 0.26212 | 0.26353 | 0.2554 | 0.24467 | 0.23206 | 0.20892
CO2EMISSIONS - CO2 Emissions
MEAN | [5 empty] | 27264.8148 | 23186.1006 | 20975.591 | 18347.1949 | 18121.5052 | 18637.4046 | 17649.5702 | 17740.822 | 17111.8953 | 16716.1973 | 16354.7799 | 16270.3423 | 15093.8884 | 14364.9213 | 12935.6504
P5 | [5 empty] | 19196.2132 | 17910.5752 | 16587.5359 | 14139.9856 | 14624.3619 | 15176.4988 | 14698.8088 | 15001.3661 | 13581.6515 | 14037.3795 | 13396.6885 | 14160.4565 | 12267.2275 | 12261.234 | 10451.0663
P95 | [5 empty] | 33027.1293 | 28628.5963 | 26898.9211 | 24665.9999 | 22556.1669 | 22929.0623 | 20944.3852 | 21042.4723 | 21171.6082 | 19038.7471 | 19092.4178 | 18656.8289 | 17849.4832 | 16804.9063 | 15179.7863
FUELCONSUMED - Fuel Consumed
MEAN | [5 empty] | 446232.6483 | 379477.9155 | 343299.3612 | 300281.4223 | 296587.6463 | 305031.172 | 288863.6701 | 290357.1528 | 280063.7526 | 273587.5175 | 267672.3387 | 266290.3808 | 247035.8162 | 235105.0955 | 211712.7726
P5 | [5 empty] | 314176.9749 | 293135.4372 | 271481.7657 | 231423.6591 | 239351.2586 | 248387.869 | 240569.7023 | 245521.5398 | 222285.6212 | 229744.3447 | 219258.4044 | 231758.6983 | 200772.9537 | 200674.861 | 171048.5476
P95 | [5 empty] | 540542.2141 | 468553.1306 | 440244.2087 | 403698.8535 | 369168.0339 | 375271.0689 | 342788.6283 | 344393.9824 | 346507.499 | 311599.7889 | 312478.1969 | 305349.0814 | 292135.5682 | 275039.3827 | 248441.6744
FUELCOST - Fuel Cost
MEAN | [5 empty] | 748421.8707 | 675172.1686 | 629537.1328 | 573718.2158 | 574891.9614 | 611881.9457 | 589952.9515 | 605502.7792 | 602058.1928 | 595964.8191 | 597285.9989 | 602357.4171 | 587552.5203 | 571353.9252 | 535560.1121
P5 | [5 empty] | 387037.4136 | 365200.0214 | 391485.7653 | 314837.0506 | 362591.3934 | 387893.9566 | 370438.3382 | 404977.9359 | 364692.377 | 385933.8449 | 383607.7648 | 436982.6696 | 378539.3391 | 392348.408 | 326489.9081
P95 | [5 empty] | 1116800.0946 | 1062496.6844 | 1095279.1756 | 1054910.0236 | 908869.8754 | 967934.9987 | 871405.1617 | 895680.2961 | 1020332.8186 | 821830.0037 | 834231.0758 | 855402.7541 | 820156.6208 | 794194.7428 | 736193.5512
NETPOS - Net Position (MWh)
MEAN | [5 empty] | 52374.3704 | 44575.8443 | 40298.4354 | 35223.8585 | 34766.8476 | 35731.5354 | 33810.7436 | 34302.5903 | 33063.4907 | 32272.0435 | 31552.4292 | 31368.1659 | 29079.4634 | 27655.669 | 24886.3649
P5 | [5 empty] | 36906.4611 | 34433.4279 | 31870.0035 | 27146.3475 | 28059.6568 | 29098.86 | 28159.8233 | 29007.6693 | 26243.875 | 27101.7853 | 25846.8 | 27301.06 | 23634.25 | 23606.03 | 20106.8
P95 | [5 empty] | 63374.9483 | 55034.3346 | 51669.5256 | 47344.6505 | 43268.32 | 43950.9598 | 40119.83 | 40675.677 | 40890.0296 | 36751.28 | 36827.9357 | 35967.51 | 34387.48 | 32351.774 | 29203.0759
NETREVENUE - Net Revenue $
MEAN | [5 empty] | 288195.9574 | 217144.452 | 172949.0225 | 123357.0085 | 128492.2428 | 131449.8116 | 130171.4682 | 134107.1514 | 141518.5464 | 130760.403 | 130406.8494 | 126246.6581 | 110676.4891 | 102975.2985 | 97295.4191
P5 | [5 empty] | 87005.746 | 14237.7724 | 40192.8061 | -4387.7861 | 20292.9952 | 1267.7764 | 6736.3151 | 30361.9727 | 29072.0618 | 22539.9186 | 30091.2909 | 32574.5238 | 19601.4561 | 20043.6927 | 14157.7416
P95 | [5 empty] | 515222.6302 | 436174.3697 | 404003.9875 | 375010.4978 | 309254.6133 | 315744.7519 | 271500.6239 | 280660.0996 | 331211.3838 | 261400.7997 | 246738.1013 | 254573.6424 | 229554.3418 | 194635.078 | 188876.2869
STARTS - Number Starts
MEAN | [5 empty] | 381.9 | 418.8 | 392.49 | 375.84 | 382.06 | 394.89 | 384.38 | 390.88 | 384.59 | 377.9 | 369.91 | 375.21 | 352.85 | 347.22 | 329.88
P5 | [5 empty] | 342 | 383 | 342 | 326.5 | 335.5 | 340.5 | 340 | 347.5 | 322 | 333.5 | 322.5 | 343 | 310.5 | 316 | 282.5
P95 | [5 empty] | 420 | 448 | 434.5 | 411 | 422.5 | 435 | 426 | 433.5 | 425 | 410.5 | 411.5 | 406.5 | 389.5 | 381.5 | 374.5
VOMCOSTS - VOM Costs
MEAN | [5 empty] | 36662.0593 | 31648.8495 | 29014.8735 | 26065.6553 | 26075.1357 | 27513.2822 | 26372.38 | 27442.0723 | 27112.0624 | 26785.7961 | 26819.5649 | 27290.3044 | 25589.9278 | 24890.1021 | 22895.4557
P5 | [5 empty] | 25834.5228 | 24447.7338 | 22946.4025 | 20088.2972 | 21044.7426 | 22406.1222 | 21964.6622 | 23206.1354 | 21519.9775 | 22494.4818 | 21969.78 | 23751.9222 | 20798.14 | 21245.427 | 18498.256
P95 | [5 empty] | 44362.4638 | 39074.3775 | 37202.0584 | 35035.0413 | 32451.24 | 33842.239 | 31293.4674 | 32540.5416 | 33529.8243 | 30503.5624 | 31303.7453 | 31291.7337 | 30260.9824 | 29116.5966 | 26866.8299
15597: New 2024JAN 18V50DF_NG_B #3
CAPACITYFACTOR - Net Generation Capacity Factor
MEAN | [5 empty] | 0.38 | 0.3208 | 0.28779 | 0.24751 | 0.24967 | 0.25708 | 0.24882 | 0.2519 | 0.2431 | 0.2358 | 0.23176 | 0.22896 | 0.2133 | 0.20539 | 0.18676
P5 | [5 empty] | 0.26353 | 0.25638 | 0.22229 | 0.18784 | 0.19808 | 0.21117 | 0.21289 | 0.21854 | 0.18898 | 0.20156 | 0.19348 | 0.19848 | 0.17697 | 0.18008 | 0.15632
P95 | [5 empty] | 0.46676 | 0.39301 | 0.3747 | 0.34664 | 0.31583 | 0.32449 | 0.29858 | 0.29826 | 0.30072 | 0.26683 | 0.26804 | 0.26058 | 0.24742 | 0.237 | 0.2191
CO2EMISSIONS - CO2 Emissions
MEAN | [5 empty] | 27620.7388 | 23204.3355 | 20793.9811 | 17871.504 | 18056.2418 | 18554.8839 | 17920.9431 | 18325.1339 | 17511.0228 | 17115.0944 | 16814.7724 | 16618.9215 | 15500.3662 | 14863.8638 | 13514.6486
P5 | [5 empty] | 19065.7169 | 18518.232 | 16058.4208 | 13630.4379 | 14283.9479 | 15180.825 | 15385.808 | 15850.6224 | 13590.2947 | 14669.9909 | 13971.3921 | 14437.9194 | 12871.4602 | 13060.6908 | 11297.3943
P95 | [5 empty] | 34078.847 | 28378.9724 | 27052.7162 | 24890.3179 | 22805.9441 | 23413.2054 | 21493.3807 | 21627.2925 | 21638.1998 | 19270.5193 | 19488.2625 | 18881.5779 | 18012.6733 | 17059.3211 | 15849.2657
FUELCONSUMED - Fuel Consumed
MEAN | [5 empty] | 452057.9175 | 379776.3584 | 340327.0237 | 292495.9738 | 295519.5059 | 303680.5874 | 293305.124 | 299920.3591 | 286596.1172 | 280116.112 | 275200.8576 | 271995.4414 | 253688.4807 | 243271.0941 | 221189.0119
P5 | [5 empty] | 312041.1929 | 303080.7197 | 262821.9443 | 223084.0897 | 233779.8348 | 248458.6751 | 251813.5517 | 259420.988 | 222427.0821 | 240098.05 | 228664.3548 | 236299.8266 | 210662.1956 | 213759.2602 | 184900.0703
P95 | [5 empty] | 557755.2696 | 464467.6327 | 442761.312 | 407370.1777 | 373256.0414 | 383194.8508 | 351773.8249 | 353965.5079 | 354144.0227 | 315393.1147 | 318956.8323 | 309027.4619 | 294806.4371 | 279203.292 | 259398.7841
FUELCOST - Fuel Cost
MEAN | [5 empty] | 761073.4017 | 674370.5189 | 626343.2335 | 561647.8617 | 573409.6546 | 610934.7516 | 599577.2843 | 625217.8999 | 616304.7991 | 610302.6487 | 614485.7847 | 615542.714 | 603641.8202 | 589377.1477 | 557172.7735
P5 | [5 empty] | 383026.0955 | 376955.2027 | 374663.3987 | 304411.5843 | 356928.092 | 385911.0865 | 373798.3801 | 426143.524 | 372801.3494 | 398573.4902 | 404967.4267 | 434522.8007 | 390860.9545 | 414072.0956 | 350533.569
P95 | [5 empty] | 1134435.7632 | 1054319.1379 | 1085268.6635 | 1062436.9534 | 909175.5879 | 998042.0733 | 893326.5241 | 931048.917 | 1031051.2292 | 835527.5077 | 859716.6222 | 861712.125 | 835667.4588 | 823590.3406 | 755261.7703
NETPOS - Net Position (MWh)
MEAN | [5 empty] | 53041.0327 | 44611.5407 | 39948.9876 | 34310.3591 | 34641.4715 | 35572.9021 | 34330.1756 | 35431.9874 | 33834.1431 | 33041.745 | 32439.5931 | 32040.0469 | 29862.4729 | 28616.2103 | 26000.1997
P5 | [5 empty] | 36653.5458 | 35606.0767 | 30854.0912 | 26170.0467 | 27405.0885 | 29107.155 | 29475.93 | 30649.3961 | 26260.4985 | 28323.284 | 26955.6 | 27835.7342 | 24798.375 | 25145.19 | 21735.05
P95 | [5 empty] | 65352.1922 | 54552.9081 | 51963.4733 | 47776.8635 | 43749.957 | 44878.2345 | 41168.0483 | 41806.5673 | 41804.1147 | 37196.1903 | 37590.6745 | 36399.5302 | 34701.475 | 32841.2463 | 30489.535
NETREVENUE - Net Revenue $
MEAN | [5 empty] | 285646.6161 | 216500.7433 | 173620.9915 | 126360.5888 | 127189.8821 | 131593.6914 | 127493.5156 | 128493.5067 | 138200.5701 | 125675.2391 | 126400.8512 | 122525.2658 | 106041.0858 | 96872.9575 | 92085.1515
P5 | [5 empty] | 87920.0727 | 12146.0582 | 41679.9541 | 1956.4798 | 20995.4954 | 9269.5165 | 2325.0597 | 23322.7068 | 23464.8875 | 15369.9264 | 19906.0259 | 25426.3867 | 17106.1828 | 12437.724 | 7388.3362
P95 | [5 empty] | 504963.2721 | 435410.4188 | 401579.5829 | 376165.697 | 310166.4416 | 314459.8351 | 266445.9991 | 267524.7648 | 333762.9727 | 257359.723 | 243063.0075 | 252532.1651 | 223630.9803 | 191159.3544 | 185627.9473
STARTS - Number Starts
MEAN | [5 empty] | 366.87 | 419.9 | 394.61 | 376.23 | 382.38 | 397.79 | 385.12 | 395.53 | 387.36 | 382.23 | 371.52 | 378.24 | 355.23 | 353.28 | 335.15
P5 | [5 empty] | 331 | 387.5 | 347 | 323.5 | 337 | 351 | 343.5 | 354 | 332.5 | 349.5 | 325 | 343 | 315.5 | 320 | 289.5
P95 | [5 empty] | 405.5 | 449.5 | 438 | 419 | 424.5 | 438.5 | 425.5 | 430.5 | 433.5 | 411 | 417 | 409 | 390 | 386.5 | 378
VOMCOSTS - VOM Costs
MEAN | [5 empty] | 37128.7229 | 31674.1939 | 28763.2711 | 25389.6658 | 25981.1036 | 27391.1346 | 26777.5369 | 28345.5899 | 27743.9973 | 27424.6483 | 27573.6541 | 27874.8408 | 26278.9761 | 25754.5892 | 23920.1837
P5 | [5 empty] | 25657.4821 | 25280.3144 | 22214.9457 | 19365.8346 | 20553.8164 | 22412.5094 | 22991.2254 | 24519.5169 | 21533.6088 | 23508.3257 | 22912.26 | 24217.0887 | 21822.57 | 22630.671 | 19996.246
P95 | [5 empty] | 45746.5345 | 38732.5648 | 37413.7008 | 35354.879 | 32812.4677 | 34556.2406 | 32111.0777 | 33445.2538 | 34279.3741 | 30872.8379 | 31952.0733 | 31667.5912 | 30537.298 | 29557.1216 | 28050.3722
15597: New 2024JAN 18V50DF_NG_B #4
CAPACITYFACTOR - Net Generation Capacity Factor
MEAN | [5 empty] | 0.38433 | 0.31968 | 0.27864 | 0.24233 | 0.24231 | 0.25151 | 0.25161 | 0.25818 | 0.24971 | 0.24245 | 0.23774 | 0.2347 | 0.21899 | 0.2094 | 0.1921
P5 | [5 empty] | 0.26099 | 0.25167 | 0.21311 | 0.18408 | 0.18551 | 0.1967 | 0.20789 | 0.22052 | 0.19768 | 0.20761 | 0.20089 | 0.20139 | 0.18431 | 0.18145 | 0.16352
P95 | [5 empty] | 0.45908 | 0.39396 | 0.36081 | 0.34513 | 0.31564 | 0.32571 | 0.30201 | 0.30193 | 0.30898 | 0.27301 | 0.27119 | 0.27436 | 0.25608 | 0.23644 | 0.22123
CO2EMISSIONS - CO2 Emissions
MEAN | [5 empty] | 27959.0657 | 23152.9675 | 20113.1287 | 17486.425 | 17511.1902 | 18132.0627 | 18139.2714 | 18779.7259 | 17995.9765 | 17609.5031 | 17263.7342 | 17011.0121 | 15897.0168 | 15149.8553 | 13884.9643
P5 | [5 empty] | 18834.6703 | 18250.5914 | 15398.893 | 13278.3592 | 13440.3081 | 14136.9125 | 14871.5449 | 16057.913 | 14218.2232 | 15117.3585 | 14589.6338 | 14563.1658 | 13380.0589 | 13125.8639 | 11757.4495
P95 | [5 empty] | 33618.8759 | 28528.0487 | 26128.2724 | 24694.7731 | 22764.4075 | 23370.4295 | 21850.406 | 21912.8767 | 22366.3405 | 19771.0839 | 19635.7022 | 19967.4014 | 18559.0744 | 17116.8051 | 16003.6353
FUELCONSUMED - Fuel Consumed
MEAN | [5 empty] | 457595.1835 | 378935.639 | 329183.7757 | 286193.5349 | 286598.8575 | 296760.4365 | 296878.4194 | 307360.4899 | 294533.1667 | 288207.9067 | 282548.8415 | 278412.6361 | 260180.3085 | 247951.8056 | 227249.8255
P5 | [5 empty] | 308259.7424 | 298700.3499 | 252027.7091 | 217321.7538 | 219972.3087 | 231373.3634 | 243396.8061 | 262813.6326 | 232704.1447 | 247419.9432 | 238782.8772 | 238349.6863 | 218986.2338 | 214825.9232 | 192429.6161
P95 | [5 empty] | 550227.1016 | 466907.5072 | 427631.2994 | 404169.7717 | 372576.2271 | 382494.754 | 357617.1201 | 358639.5529 | 366061.2198 | 323585.6608 | 321369.9219 | 326798.7134 | 303749.172 | 280144.1093 | 261925.2912
FUELCOST - Fuel Cost
MEAN | [5 empty] | 766690.9514 | 672416.818 | 607168.8294 | 552004.0302 | 559591.0953 | 599283.247 | 608234.1282 | 640560.6112 | 633459.6976 | 627921.486 | 630477.7009 | 629962.8019 | 618588.9229 | 600381.704 | 571072.6242
P5 | [5 empty] | 378118.8631 | 376064.0161 | 357959.8855 | 297347.0603 | 336613.7174 | 351459.3837 | 374490.0383 | 435573.2759 | 381060.5603 | 407118.4637 | 407646.9901 | 444904.8656 | 408470.4097 | 423685.8379 | 369294.5857
P95 | [5 empty] | 1133080.9488 | 1048488.2492 | 1052569.083 | 1071249.8455 | 906418.4183 | 985031.1874 | 897477.8919 | 932440.283 | 1071548.659 | 858667.8878 | 881894.7896 | 881687.2595 | 857991.4221 | 831603.6465 | 766240.9976
NETPOS - Net Position (MWh)
MEAN | [5 empty] | 53665.5491 | 44512.8194 | 38640.7313 | 33571.4694 | 33595.4191 | 34761.8304 | 34747.5573 | 36310.8995 | 34771.0974 | 33996.1629 | 33305.751 | 32795.8179 | 30626.2323 | 29166.9201 | 26712.6532
P5 | [5 empty] | 36209.6486 | 35090.1176 | 29586.6862 | 25494.7356 | 25787.3404 | 27105.2936 | 28490.7076 | 31050.76 | 27473.925 | 29186.5705 | 28148.4 | 28077.065 | 25778.25 | 25270.665 | 22620.15
P95 | [5 empty] | 64491.0502 | 54844.9863 | 50187.2228 | 47401.2758 | 43670.6478 | 44790.3033 | 41843.8153 | 42353.8902 | 43200.3272 | 38163.3678 | 37875.8099 | 38491.7013 | 35753.0264 | 32953.845 | 30788.8059
NETREVENUE - Net Revenue $
MEAN | [5 empty] | 278114.753 | 217694.3645 | 178419.7807 | 130440.2633 | 131471.0189 | 134566.9818 | 125364.551 | 125343.7693 | 132794.3931 | 122041.3838 | 123062.1362 | 119151.1767 | 101629.6379 | 93966.3412 | 87278.7506
P5 | [5 empty] | 82793.941 | 6038.6384 | 47951.4496 | 2987.4535 | 31527.983 | 15918.1 | 11888.2803 | 15859.2952 | 19942.7096 | 14653.79 | 22578.7489 | 24150.3738 | 11961.3607 | 10561.0256 | 4308.748
P95 | [5 empty] | 516890.4922 | 432724.4392 | 398903.8105 | 369103.8697 | 306636.7522 | 311546.2281 | 263588.7369 | 278482.5599 | 324335.7222 | 254513.4729 | 237608.5731 | 256441.9516 | 220734.9736 | 194094.6933 | 182264.51
STARTS - Number Starts
MEAN | [5 empty] | 365.7 | 419.86 | 394.9 | 373.26 | 382.01 | 397.18 | 387.71 | 397.86 | 390.5 | 386.78 | 376.57 | 380.69 | 358.86 | 354.34 | 337.36
P5 | [5 empty] | 327 | 390 | 346 | 324 | 339 | 345 | 343.5 | 360 | 332 | 352 | 328.5 | 348 | 318.5 | 320 | 295.5
P95 | [5 empty] | 407 | 449 | 437.5 | 416.5 | 425.5 | 436 | 425 | 432 | 434 | 416 | 418 | 413.5 | 396.5 | 390 | 377
VOMCOSTS - VOM Costs
MEAN | [5 empty] | 37565.8844 | 31604.1018 | 27821.3265 | 24842.8874 | 25196.5643 | 26766.6094 | 27103.0947 | 29048.7196 | 28512.2999 | 28216.8152 | 28309.8884 | 28532.3616 | 26951.0844 | 26250.2281 | 24575.6409
P5 | [5 empty] | 25346.754 | 24913.9835 | 21302.4141 | 18866.1044 | 19340.5053 | 20871.076 | 22222.752 | 24840.608 | 22528.6185 | 24224.8535 | 23926.14 | 24427.0465 | 22684.86 | 22743.5985 | 20810.538
P95 | [5 empty] | 45143.7351 | 38939.9403 | 36134.8004 | 35076.9441 | 32752.9858 | 34488.5335 | 32638.1759 | 33883.1122 | 35424.2683 | 31675.5953 | 32194.4384 | 33487.7801 | 31462.6632 | 29658.4605 | 28325.7014
15597: New 2024JAN 18V50DF_NG_B #5
CAPACITYFACTOR - Net Generation Capacity Factor
MEAN | [5 empty] | 0.34992 | 0.31848 | 0.27535 | 0.24227 | 0.23945 | 0.24907 | 0.25185 | 0.26196 | 0.25538 | 0.24729 | 0.24306 | 0.24182 | 0.22431 | 0.21155 | 0.19424
P5 | [5 empty] | 0.25285 | 0.25337 | 0.21533 | 0.18847 | 0.18054 | 0.1993 | 0.21 | 0.22523 | 0.205 | 0.2129 | 0.20136 | 0.2103 | 0.18119 | 0.18419 | 0.16526
P95 | [5 empty] | 0.43429 | 0.39343 | 0.36322 | 0.34553 | 0.31373 | 0.32541 | 0.30753 | 0.31326 | 0.31179 | 0.27843 | 0.27735 | 0.27865 | 0.26154 | 0.23988 | 0.22555
CO2EMISSIONS - CO2 Emissions
MEAN | [5 empty] | 25434.3451 | 23018.4618 | 19886.4461 | 17496.4339 | 17328.6977 | 17975.0897 | 18161.1826 | 19017.6281 | 18407.4268 | 17956.8461 | 17644.9217 | 17528.9308 | 16301.3483 | 15325.6867 | 14056.7864
P5 | [5 empty] | 18469.5807 | 18415.3098 | 15567.6247 | 13589.8259 | 12967.9362 | 14391.314 | 15238.7859 | 16341.5359 | 14793.7539 | 15423.3905 | 14550.4495 | 15183.1077 | 13123.586 | 13325.7281 | 11991.8173
P95 | [5 empty] | 31625.2844 | 28499.03 | 26250.6745 | 25008.4836 | 22706.3074 | 23448.4654 | 22104.3678 | 22723.4871 | 22480.8253 | 20367.5137 | 20156.8674 | 20310.6239 | 19043.3217 | 17453.7073 | 16234.1174
FUELCONSUMED - Fuel Consumed
MEAN | [5 empty] | 416274.0607 | 376734.2361 | 325473.7497 | 286357.3475 | 283612.0743 | 294191.3202 | 297237.0307 | 311254.1418 | 301267.2139 | 293892.735 | 288787.5898 | 286889.2117 | 266797.8445 | 250829.5696 | 230061.9699
P5 | [5 empty] | 302284.4636 | 301396.2331 | 254789.2743 | 222419.4088 | 212241.1824 | 235537.0546 | 249407.2971 | 267455.5791 | 242123.6317 | 252428.6492 | 238141.5624 | 248496.0352 | 214788.6419 | 218097.023 | 196265.4224
P95 | [5 empty] | 517598.7633 | 466432.5703 | 429634.6068 | 409304.1511 | 371625.3259 | 383771.9379 | 361773.6139 | 371906.4991 | 367934.948 | 333347.1971 | 329899.6302 | 332416.1031 | 311674.66 | 285658.058 | 265697.5023
FUELCOST - Fuel Cost
MEAN | [5 empty] | 699978.7414 | 668694.8076 | 600000.6781 | 552267.5328 | 554989.871 | 595352.8828 | 610268.7851 | 649025.5202 | 647524.9477 | 640661.9894 | 644666.6275 | 649253.759 | 635232.2613 | 608957.6203 | 579086.3992
P5 | [5 empty] | 372274.4426 | 370833.8799 | 358445.2895 | 302085.4353 | 322820.0288 | 354678.0666 | 367092.7092 | 441666.6455 | 395446.8556 | 416899.0998 | 418832.4045 | 468945.0215 | 405300.5944 | 428448.1592 | 372182.2136
P95 | [5 empty] | 1080615.4483 | 1046519.4015 | 1081037.276 | 1084363.7691 | 915706.5244 | 1001440.544 | 923249.4095 | 981921.0998 | 1070276.6939 | 882528.3384 | 899347.935 | 926182.1236 | 888890.6558 | 861420.7744 | 801283.994
NETPOS - Net Position (MWh)
MEAN | [5 empty] | 48883.3632 | 44255.0274 | 38206.1908 | 33591.0675 | 33246.2615 | 34461.1766 | 34789.3535 | 36770.4919 | 35565.8273 | 34666.361 | 34040.7565 | 33794.4024 | 31405.0939 | 29505.2916 | 27043.2842
P5 | [5 empty] | 35492.8802 | 35407.5364 | 29909.9666 | 26091.7558 | 24881.692 | 27592.8113 | 29194.2676 | 31599.1166 | 28586.025 | 29777.6875 | 28072.8 | 29272.71 | 25284.125 | 25655.455 | 23071.05
P95 | [5 empty] | 60745.9701 | 54788.6521 | 50427.8243 | 48009.327 | 43558.8015 | 44950.5087 | 42329.2735 | 43927.1772 | 43425.3853 | 39313.111 | 38884.7177 | 39154.1871 | 36686.3481 | 33602.06 | 31231.4609
NETREVENUE - Net Revenue $
MEAN | [5 empty] | 307294.0281 | 218410.3951 | 181083.2563 | 130785.5494 | 135346.8215 | 137129.5108 | 124096.5076 | 122127.6924 | 129845.3891 | 118206.8309 | 119888.3291 | 114723.211 | 98203.0902 | 92660.6473 | 85448.1651
P5 | [5 empty] | 91813.1355 | 7720.3976 | 42075.3732 | -13210.8433 | 29496.369 | 17278.1443 | 8022.9196 | 17509.7278 | 14979.319 | 11458.4137 | 20406.9416 | 17237.1274 | 10800.8383 | 10973.4215 | -2589.5805
P95 | [5 empty] | 541132.0801 | 439288.3815 | 408498.1961 | 376365.0474 | 316304.0517 | 321478.685 | 258267.024 | 262978.6596 | 320072.4408 | 247889.1495 | 239291.1623 | 249096.5715 | 214711.9683 | 186975.5191 | 179363.5505
STARTS - Number Starts
MEAN | [5 empty] | 391.15 | 416.84 | 395.4 | 373.36 | 379.89 | 397.87 | 391.54 | 401.14 | 395.06 | 389.22 | 379.77 | 386 | 365.07 | 354.69 | 339.45
P5 | [5 empty] | 351 | 388 | 352 | 333 | 334.5 | 351.5 | 351 | 365 | 336.5 | 346.5 | 332 | 356.5 | 321.5 | 320 | 297.5
P95 | [5 empty] | 428 | 447.5 | 433 | 416 | 427.5 | 433 | 434 | 435.5 | 432.5 | 423 | 419 | 418.5 | 399.5 | 386.5 | 379.5
VOMCOSTS - VOM Costs
MEAN | [5 empty] | 34218.3543 | 31421.0694 | 27508.4574 | 24857.3899 | 24934.6961 | 26535.106 | 27135.6957 | 29416.3935 | 29163.9784 | 28773.0797 | 28934.643 | 29401.1301 | 27636.4826 | 26554.7624 | 24879.8214
P5 | [5 empty] | 24845.0162 | 25139.3509 | 21535.176 | 19307.8993 | 18661.269 | 21246.4647 | 22771.5288 | 25279.2932 | 23440.5405 | 24715.4806 | 23861.88 | 25467.2577 | 22250.03 | 23089.9095 | 21225.366
P95 | [5 empty] | 42522.1791 | 38899.943 | 36308.0335 | 35526.902 | 32669.1011 | 34611.8917 | 33016.8333 | 35141.7417 | 35608.8159 | 32629.8821 | 33052.01 | 34064.1428 | 32283.9863 | 30241.854 | 28732.9441
15597: New 2024JAN 18V50DF_NG_B #6
CAPACITYFACTOR - Net Generation Capacity Factor
MEAN | [5 empty] | 0.3456 | 0.32622 | 0.27122 | 0.2386 | 0.23243 | 0.24273 | 0.2398 | 0.24918 | 0.25135 | 0.24386 | 0.24139 | 0.24187 | 0.22391 | 0.21624 | 0.20276
P5 | [5 empty] | 0.2361 | 0.26985 | 0.211 | 0.18314 | 0.17333 | 0.19463 | 0.19198 | 0.20362 | 0.1957 | 0.20212 | 0.19654 | 0.20197 | 0.17749 | 0.18263 | 0.16376
P95 | [5 empty] | 0.43964 | 0.38851 | 0.35574 | 0.33354 | 0.30482 | 0.31987 | 0.29854 | 0.3089 | 0.31889 | 0.27608 | 0.28198 | 0.28324 | 0.26888 | 0.25079 | 0.23863
CO2EMISSIONS - CO2 Emissions
MEAN | [5 empty] | 25105.5204 | 23604.7477 | 19607.4119 | 17232.5862 | 16804.7132 | 17497.462 | 17266.1779 | 18130.1497 | 18111.5045 | 17725.6773 | 17509.8697 | 17548.2732 | 16270.2165 | 15683.1708 | 14662.2343
P5 | [5 empty] | 17130.1732 | 19506.2716 | 15299.5626 | 13221.9414 | 12529.789 | 14107.9141 | 13850.5035 | 14732.9301 | 14113.5222 | 14652.827 | 14289.2206 | 14532.7039 | 12923.6241 | 13290.9691 | 11855.7305
P95 | [5 empty] | 31949.8776 | 28028.6036 | 25736.436 | 24146.6284 | 22116.9463 | 23007.9929 | 21504.2918 | 22352.3793 | 23070.796 | 20069.4369 | 20616.5388 | 20573.9721 | 19498.6518 | 18334.2064 | 17258.3496
FUELCONSUMED - Fuel Consumed
MEAN | [5 empty] | 410892.3139 | 386329.7502 | 320906.9049 | 282039.0535 | 275036.2224 | 286374.1729 | 282588.8364 | 296729.1282 | 296423.9687 | 290109.284 | 286577.2453 | 287205.7805 | 266288.323 | 256680.3735 | 239971.1021
P5 | [5 empty] | 280362.8996 | 319251.5813 | 250402.0071 | 216398.3864 | 205070.1969 | 230898.7573 | 226685.8183 | 241128.1522 | 230990.5426 | 239817.1363 | 233866.1304 | 237851.1273 | 211515.9431 | 217528.136 | 194038.1431
P95 | [5 empty] | 522911.2539 | 458733.2833 | 421218.2648 | 395198.5003 | 361979.4815 | 376562.8954 | 351952.4024 | 365832.721 | 377590.7691 | 328468.6886 | 337422.8939 | 336726.2204 | 319126.8712 | 300068.8449 | 282460.7137
FUELCOST - Fuel Cost
MEAN | [5 empty] | 692997.6559 | 680865.9932 | 591154.1524 | 542582.846 | 538580.4113 | 578967.2413 | 583921.8144 | 623907.3842 | 640715.603 | 635956.0185 | 642550.1571 | 653755.7786 | 638898.9229 | 628008.5282 | 609299.719
P5 | [5 empty] | 343132.0007 | 393722.1195 | 352889.2565 | 305112.8849 | 316174.6425 | 345935.2781 | 351477.922 | 401910.7418 | 380954.4395 | 400833.0616 | 400738.6409 | 451505.5679 | 391346.1707 | 427845.7622 | 380711.6869
P95 | [5 empty] | 1088199.2635 | 1029557.6264 | 1060913.4942 | 1054936.6313 | 885593.3024 | 968700.3739 | 905101.7775 | 968373.5476 | 1112097.7845 | 885209.2313 | 933017.836 | 931947.5704 | 919553.8619 | 911912.7334 | 872626.7166
NETPOS - Net Position (MWh)
MEAN | [5 empty] | 48236.9024 | 45383.1965 | 37670.123 | 33084.4966 | 32241.328 | 33546.4575 | 33075.3076 | 35053.846 | 34993.2929 | 34219.6136 | 33779.7381 | 33830.9963 | 31344.6708 | 30193.0639 | 28207.5055
P5 | [5 empty] | 32934.8538 | 37505.5728 | 29395.2147 | 25385.4556 | 24039.9789 | 27049.995 | 26534.3854 | 28488.1243 | 27271.6107 | 28290.1942 | 27568.8 | 28018.335 | 24898.875 | 25588.535 | 22808.9229
P95 | [5 empty] | 61355.0331 | 53887.275 | 49441.0458 | 46355.5021 | 42431.3662 | 44107.8569 | 41186.8381 | 43203.3144 | 44569.2191 | 38737.0685 | 39771.2346 | 39662.3268 | 37562.5098 | 35290.8009 | 33201.0727
NETREVENUE - Net Revenue $
MEAN | [5 empty] | 304643.3532 | 216227.001 | 182335.7834 | 133746.3665 | 139460.4305 | 142549.2614 | 133286.1138 | 130804.0058 | 131753.1061 | 120395.5202 | 121066.5098 | 115331.2505 | 99401.8336 | 89584.0857 | 79784.9547
P5 | [5 empty] | 107402.5721 | 10532.4181 | 44062.7115 | -2927.9032 | 30071.9691 | 22032.5094 | 20562.43 | 33151.0458 | 24250.1579 | 14900.3565 | 27053.9345 | 23491.1674 | 14657.1213 | 13567.8796 | 1183.1377
P95 | [5 empty] | 527845.903 | 449998.3208 | 406252.0195 | 381521.7532 | 316400.7706 | 324078.914 | 264177.6071 | 267826.3543 | 321443.6703 | 249845.6004 | 232630.6008 | 237164.7539 | 215322.9024 | 177506.0926 | 165241.3604
STARTS - Number Starts
MEAN | [5 empty] | 391.65 | 420.45 | 393 | 369.33 | 374.51 | 391.77 | 390.65 | 400.62 | 394.38 | 391.43 | 380.99 | 387.17 | 364.76 | 358.95 | 343.45
P5 | [5 empty] | 344.5 | 381.5 | 345.5 | 327.5 | 328 | 340 | 347.5 | 353.5 | 338.5 | 353.5 | 336 | 351 | 327.5 | 330 | 302
P95 | [5 empty] | 427.5 | 452.5 | 435.5 | 413.5 | 418.5 | 433 | 430 | 437.5 | 429.5 | 425.5 | 418.5 | 420.5 | 402.5 | 391.5 | 384
VOMCOSTS - VOM Costs
MEAN | [5 empty] | 33765.8317 | 32222.0695 | 27122.4886 | 24482.5275 | 24180.996 | 25830.7722 | 25798.7399 | 28043.0768 | 28694.5002 | 28402.2792 | 28712.7774 | 29432.9668 | 27583.3103 | 27173.7575 | 25950.9051
P5 | [5 empty] | 23054.3977 | 26628.9567 | 21164.5546 | 18785.2371 | 18029.9842 | 20828.4961 | 20696.8206 | 22790.4994 | 22362.7208 | 23480.8612 | 23433.48 | 24375.9515 | 21911.01 | 23029.6815 | 20984.2091
P95 | [5 empty] | 42948.5232 | 38259.9652 | 35597.553 | 34303.0716 | 31823.5247 | 33963.0498 | 32125.7337 | 34562.6515 | 36546.7597 | 32151.7669 | 33805.5494 | 34506.2243 | 33055.0087 | 31761.7208 | 30544.9869
15597: New 2024JAN 18V50DF_NG_B #7
CAPACITYFACTOR - Net Generation Capacity Factor
MEAN | [5 empty] | 0.34075 | 0.32585 | 0.27286 | 0.24439 | 0.23337 | 0.24324 | 0.23291 | 0.24235 | 0.24108 | 0.23273 | 0.23244 | 0.23366 | 0.21765 | 0.21618 | 0.20508
P5 | [5 empty] | 0.22849 | 0.25933 | 0.21417 | 0.19405 | 0.17616 | 0.19665 | 0.18632 | 0.19644 | 0.18822 | 0.1892 | 0.18389 | 0.19367 | 0.16846 | 0.18022 | 0.16596
P95 | [5 empty] | 0.43547 | 0.39016 | 0.35173 | 0.32857 | 0.30205 | 0.30944 | 0.29066 | 0.30635 | 0.31977 | 0.2735 | 0.27314 | 0.28161 | 0.26854 | 0.26107 | 0.2455
CO2EMISSIONS - CO2 Emissions
MEAN | [5 empty] | 24747.4015 | 23568.7639 | 19722.9953 | 17632.4706 | 16887.9666 | 17533.999 | 16785.0362 | 17625.4481 | 17357.7594 | 16908.79 | 16864.1302 | 16949.0564 | 15812.4211 | 15650.1554 | 14828.0081
P5 | [5 empty] | 16619.0353 | 18775.584 | 15556.3157 | 14008.2439 | 12764.5248 | 14106.2492 | 13406.3023 | 14309.4118 | 13541.027 | 13711.8556 | 13392.3347 | 14093.1814 | 12297.3992 | 12999.8626 | 12056.9195
P95 | [5 empty] | 31653.0517 | 28219.8601 | 25458.7997 | 23726.4246 | 21962.9781 | 22347.9725 | 20951.0204 | 22204.2662 | 23173.083 | 19851.0525 | 19851.0365 | 20409.6108 | 19387.0353 | 18893.6492 | 17762.9634
FUELCONSUMED - Fuel Consumed
MEAN | [5 empty] | 405031.1214 | 385740.8168 | 322798.614 | 288583.8072 | 276398.7989 | 286972.1603 | 274714.1774 | 288468.872 | 284087.716 | 276739.6066 | 276008.6777 | 277398.6311 | 258795.7627 | 256140.0237 | 242684.2573
P5 | [5 empty] | 271997.3042 | 307292.7003 | 254604.1849 | 229267.4945 | 208912.0259 | 230871.509 | 219415.7489 | 234196.5923 | 221620.7358 | 224416.6224 | 219187.1472 | 230657.6336 | 201266.7634 | 212763.7081 | 197330.9241
P95 | [5 empty] | 518053.22 | 461863.5042 | 416674.299 | 388321.1882 | 359459.5429 | 365760.598 | 342897.2246 | 363408.6113 | 379264.8611 | 324894.4766 | 324894.2136 | 334036.1838 | 317300.0866 | 309225.0279 | 290719.5319
FUELCOST - Fuel Cost
MEAN | [5 empty] | 684949.3435 | 682371.5495 | 592899.0808 | 551238.9745 | 540041.2864 | 578951.6273 | 567679.8844 | 608032.7248 | 617177.3076 | 608777.7616 | 620922.2953 | 633538.8486 | 623847.4477 | 628748.5654 | 619227.6736
P5 | [5 empty] | 334005.7864 | 376227.9185 | 364310.2129 | 314287.5313 | 318522.4858 | 342728.9862 | 336204.7376 | 393244.6053 | 349580.585 | 376651.0233 | 388233.7805 | 420001.7514 | 373903.4666 | 418698.7795 | 374328.5605
P95 | [5 empty] | 1081581.0285 | 1037790.1533 | 1042303.0403 | 1021229.2991 | 873897.9003 | 952677.4738 | 884442.8101 | 964545.6445 | 1115015.8105 | 866329.855 | 889861.2535 | 926506.1482 | 921093.507 | 918564.9517 | 886868.5357
NETPOS - Net Position (MWh)
MEAN | [5 empty] | 47563.5648 | 45314.303 | 37892.8764 | 33853.1014 | 32401.2527 | 33616.9454 | 32154.5597 | 34078.8623 | 33537.1397 | 32642.5055 | 32534.2563 | 32675.6515 | 30462.4679 | 30129.3951 | 28526.2509
P5 | [5 empty] | 31949.8239 | 36099.4524 | 29888.5938 | 26896.4816 | 24491.445 | 27046.5091 | 25683.6093 | 27669.1803 | 26165.0125 | 26473.59 | 25838.4 | 27170.945 | 23692.3408 | 25028.08 | 23196.3
P95 | [5 empty] | 60808.1697 | 54255.9606 | 48906.6155 | 45543.364 | 42135.4004 | 42842.7207 | 40129.5237 | 42919.5738 | 44760.9186 | 38315.35 | 38290.8214 | 39344.8742 | 37347.705 | 36370.3159 | 34170.3757
NETREVENUE - Net Revenue $
MEAN | [5 empty] | 312363.9336 | 219121.2888 | 183077.374 | 129264.0952 | 139667.4407 | 141734.0614 | 138381.8096 | 136149.8062 | 140006.0181 | 128714.6746 | 127828.6815 | 121098.2293 | 104629.0256 | 90704.1549 | 78694.3822
P5 | [5 empty] | 102664.5478 | 16803.2759 | 51409.6248 | -9221.1784 | 31022.5475 | 24264.0445 | 28565.8472 | 40767.354 | 42800.5209 | 26010.8968 | 36394.0962 | 36275.8674 | 24123.2615 | 15801.2753 | 1519.2467
P95 | [5 empty] | 532825.9695 | 442887.5525 | 412058.0059 | 381491.1942 | 316522.0441 | 324174.026 | 270938.4195 | 270146.2127 | 321393.7025 | 253120.2497 | 237933.842 | 245292.9618 | 216520.0382 | 171414.5163 | 162222.8547
STARTS - Number Starts
MEAN | [5 empty] | 391.01 | 416.08 | 394.62 | 377.47 | 375.48 | 392.94 | 386.71 | 397.6 | 391.43 | 386.72 | 378.8 | 384.89 | 361.2 | 361.74 | 346.66
P5 | [5 empty] | 348 | 382.5 | 352.5 | 333.5 | 324 | 340 | 342.5 | 358 | 341.5 | 347 | 330.5 | 349.5 | 324.5 | 325.5 | 299
P95 | [5 empty] | 430 | 443 | 435.5 | 418 | 419 | 434.5 | 426 | 433 | 431 | 417 | 415.5 | 415.5 | 401 | 395 | 386
VOMCOSTS - VOM Costs
MEAN | [5 empty] | 33294.4953 | 32173.1551 | 27282.871 | 25051.2951 | 24300.9396 | 25885.0479 | 25080.5565 | 27263.0898 | 27500.4546 | 27093.2796 | 27654.1178 | 28427.8168 | 26806.9717 | 27116.4556 | 26244.1508
P5 | [5 empty] | 22364.8767 | 25630.6112 | 21519.7875 | 19903.3964 | 18368.5838 | 20825.812 | 20033.2153 | 22135.3443 | 21455.3102 | 21973.0797 | 21962.64 | 23638.7222 | 20849.2599 | 22525.272 | 21340.596
P95 | [5 empty] | 42565.7188 | 38521.732 | 35212.7632 | 33702.0894 | 31601.5503 | 32988.8949 | 31301.0285 | 34335.6591 | 36703.9533 | 31801.7405 | 32547.1982 | 34230.0406 | 32865.9804 | 32733.2843 | 31436.7457
15597: New 2024JAN 18V50DF_NG_B #8
CAPACITYFACTOR - Net Generation Capacity Factor
MEAN | [5 empty] | 0.34348 | 0.31848 | 0.27238 | 0.23935 | 0.23647 | 0.24642 | 0.24612 | 0.25838 | 0.25579 | 0.24877 | 0.24481 | 0.24443 | 0.22648 | 0.21519 | 0.19999
P5 | [5 empty] | 0.24061 | 0.25628 | 0.21391 | 0.18795 | 0.18083 | 0.19881 | 0.19566 | 0.21826 | 0.2038 | 0.20996 | 0.20146 | 0.20719 | 0.1892 | 0.18671 | 0.16707
P95 | [5 empty] | 0.42337 | 0.38761 | 0.35835 | 0.34326 | 0.31088 | 0.31669 | 0.3026 | 0.30638 | 0.31767 | 0.28017 | 0.28306 | 0.28298 | 0.26492 | 0.2474 | 0.23724
CO2EMISSIONS - CO2 Emissions
MEAN | [5 empty] | 24951.2235 | 23059.6643 | 19695.0364 | 17283.6656 | 17092.0654 | 17762.1938 | 17717.265 | 18791.0539 | 18437.9861 | 18082.4179 | 17762.6156 | 17720.309 | 16459.4403 | 15588.1049 | 14460.6102
P5 | [5 empty] | 17528.709 | 18506.102 | 15438.1278 | 13501.9683 | 13014.0698 | 14267.8412 | 14110.1786 | 15895.2148 | 14680.1086 | 15298.3513 | 14563.2305 | 14982.9292 | 13718.6638 | 13529.4763 | 12013.518
P95 | [5 empty] | 30863.2995 | 28114.0795 | 25696.0539 | 24868.7176 | 22420.0887 | 22897.1888 | 21911.0686 | 22108.5593 | 22852.6402 | 20428.7366 | 20512.8194 | 20589.1868 | 19319.8345 | 18005.7618 | 17127.4371
FUELCONSUMED - Fuel Consumed
MEAN | [5 empty] | 408366.9963 | 377408.5802 | 322341.0215 | 282875.0508 | 279739.2047 | 290706.9364 | 289971.604 | 307545.8911 | 301767.3669 | 295947.919 | 290713.8398 | 290021.4242 | 269385.275 | 255124.466 | 236671.1983
P5 | [5 empty] | 286885.5818 | 302882.1936 | 252669.8495 | 220981.4784 | 212996.233 | 233516.2227 | 230935.8205 | 260150.8152 | 240263.6439 | 250382.1821 | 238350.7443 | 245219.7905 | 224528.0494 | 221431.6911 | 196620.5896
P95 | [5 empty] | 505127.6521 | 460132.2334 | 420557.3475 | 407016.6551 | 366940.8948 | 374749.4074 | 358609.9604 | 361842.2141 | 374020.2977 | 334349.2086 | 335725.3578 | 336975.2335 | 316200.2374 | 294693.3192 | 280318.1201
FUELCOST - Fuel Cost
MEAN | [5 empty] | 688340.495 | 668802.3835 | 593944.795 | 545088.7683 | 547398.08 | 587933.8783 | 598316.6426 | 643230.8324 | 650202.2346 | 646422.9163 | 649839.4032 | 657879.0897 | 643782.0748 | 621575.0844 | 598766.8785
P5 | [5 empty] | 350264.6629 | 364897.311 | 352425.6428 | 308323.9932 | 319061.4272 | 351710.7031 | 337707.5928 | 425882.0704 | 393524.2747 | 415137.8883 | 418709.9947 | 459648.5799 | 413809.3982 | 439179.746 | 376805.7816
P95 | [5 empty] | 1054098.0391 | 1038117.7404 | 1063324.8599 | 1073230.0739 | 896085.1841 | 987742.232 | 922413.0953 | 954693.2572 | 1094202.8481 | 881797.2315 | 909239.6952 | 929264.6766 | 915931.4351 | 868860.3154 | 830860.176
NETPOS - Net Position (MWh)
MEAN | [5 empty] | 47955.8199 | 44334.8405 | 37838.7706 | 33182.8385 | 32792.514 | 34053.7544 | 33939.2933 | 36332.2502 | 35624.3016 | 34908.8285 | 34267.7554 | 34163.0226 | 31709.3096 | 30010.2628 | 27819.7788
P5 | [5 empty] | 33691.6803 | 35581.2099 | 29661.3013 | 25924.5391 | 24969.9609 | 27356.5938 | 27031.8805 | 30735.8097 | 28366.2836 | 29536.65 | 28097.3153 | 28886.77 | 26430.5325 | 26047.6428 | 23112.8
P95 | [5 empty] | 59305.7448 | 54049.6132 | 49362.2588 | 47739.0576 | 43010.38 | 43892.2051 | 41967.1091 | 42730.0887 | 44143.2068 | 39432.91 | 39564.9649 | 39691.1545 | 37217.825 | 34660.5712 | 32949.0732
NETREVENUE - Net Revenue $
MEAN | [5 empty] | 309165.0922 | 220149.1122 | 182534.4455 | 132857.7409 | 136913.169 | 139791.8816 | 128077.7395 | 124614.6754 | 129178.6112 | 117360.4786 | 117582.4962 | 113364.9222 | 97537.9309 | 90489.9936 | 80745.083
P5 | [5 empty] | 97234.7532 | 14823.3905 | 42864.4503 | -10103.109 | 28767.1157 | 20994.9997 | 16605.0708 | 24256.8396 | 13950.9333 | 14446.3147 | 17642.6971 | 21471.7411 | 12712.9131 | 11205.6824 | -2754.5553
P95 | [5 empty] | 539498.9253 | 441625.4848 | 409475.8124 | 379924.9984 | 313867.6104 | 322149.5119 | 261269.2871 | 265727.9142 | 315900.8663 | 251846.0712 | 234332.3366 | 240457.852 | 219378.1111 | 184873.2084 | 174314.2414
STARTS - Number Starts
MEAN | [5 empty] | 391.41 | 418.6 | 394.81 | 370.6 | 378.5 | 395.08 | 391.23 | 402.43 | 395.87 | 392.03 | 380.62 | 386.92 | 364.83 | 357.96 | 341.67
P5 | [5 empty] | 346.5 | 383.5 | 354 | 332 | 329 | 345 | 349 | 366.5 | 343.5 | 354 | 331 | 356 | 315.5 | 327 | 298
P95 | [5 empty] | 430 | 449 | 432 | 413 | 425 | 431.5 | 433.5 | 437.5 | 429 | 426.5 | 424.5 | 415 | 402 | 392 | 382
VOMCOSTS - VOM Costs
MEAN | [5 empty] | 33569.0739 | 31477.7367 | 27243.9149 | 24555.3005 | 24594.3855 | 26221.3909 | 26472.6488 | 29065.8002 | 29211.9273 | 28974.3276 | 29127.5921 | 29721.8297 | 27904.1925 | 27009.2365 | 25594.1965
P5 | [5 empty] | 23584.1762 | 25262.659 | 21356.1369 | 19184.1589 | 18727.4707 | 21064.5772 | 21084.8668 | 24588.6477 | 23260.3525 | 24515.4195 | 23882.718 | 25131.4899 | 23258.8686 | 23442.8785 | 21263.776
P95 | [5 empty] | 41514.0214 | 38375.2253 | 35540.8263 | 35326.9026 | 32257.785 | 33796.998 | 32734.3451 | 34184.071 | 36197.4296 | 32729.3153 | 33630.2201 | 34531.3044 | 32751.686 | 31194.514 | 30313.1474
15597: New 2024JAN 18V50DF_NG_B #9
CAPACITYFACTOR - Net Generation Capacity Factor
MEAN | [5 empty] | 0.33631 | 0.2998 | 0.295 | 0.26035 | 0.25277 | 0.25858 | 0.23084 | 0.2365 | 0.23324 | 0.22417 | 0.22399 | 0.22482 | 0.2075 | 0.20308 | 0.19444
P5 | [5 empty] | 0.22191 | 0.2077 | 0.24107 | 0.20162 | 0.21353 | 0.22271 | 0.19049 | 0.1899 | 0.18462 | 0.18305 | 0.17516 | 0.1828 | 0.15831 | 0.16599 | 0.15105
P95 | [5 empty] | 0.42761 | 0.37209 | 0.35399 | 0.33119 | 0.3029 | 0.30783 | 0.2813 | 0.29814 | 0.31267 | 0.26388 | 0.2669 | 0.27606 | 0.25803 | 0.24715 | 0.23641
CO2EMISSIONS - CO2 Emissions
MEAN | [5 empty] | 24449.6349 | 21684.8131 | 21322.969 | 18790.6183 | 18271.1664 | 18643.8582 | 16636.3908 | 17182.6353 | 16808.2652 | 16280.3382 | 16245.9996 | 16310.0945 | 15077.4249 | 14710.5918 | 14062.7472
P5 | [5 empty] | 16185.6571 | 14938.5176 | 17411.6236 | 14557.3569 | 15394.8362 | 15985.5083 | 13730.7483 | 13775.149 | 13232.4364 | 13297.7977 | 12738.0275 | 13331.9051 | 11519.5439 | 12070.0596 | 10898.1011
P95 | [5 empty] | 31019.9087 | 26873.5396 | 25568.4619 | 23957.3693 | 21855.831 | 22224.2316 | 20205.3408 | 21604.7121 | 22551.9476 | 19081.906 | 19466.4646 | 20081.4364 | 18816.0008 | 17972.624 | 17095.5344
FUELCONSUMED - Fuel Consumed
MEAN | [5 empty] | 400157.6903 | 354906.9246 | 348984.7633 | 307538.7608 | 299037.0939 | 305136.7946 | 272281.3556 | 281221.5268 | 275094.3569 | 266453.98 | 265891.9733 | 266940.9903 | 246766.3654 | 240762.5503 | 230159.5294
P5 | [5 empty] | 264904.3723 | 244492.923 | 284969.2898 | 238254.6141 | 251961.3131 | 261628.6134 | 224725.8322 | 225452.521 | 216570.154 | 217639.8967 | 208478.3555 | 218198.1196 | 188535.9062 | 197545.983 | 178364.993
P95 | [5 empty] | 507690.813 | 439828.7979 | 418469.0977 | 392100.9703 | 357705.9087 | 363735.3784 | 330692.9752 | 353595.9422 | 369098.9791 | 312306.1537 | 318600.0757 | 328665.0802 | 307954.1862 | 294150.9655 | 279795.9799
FUELCOST - Fuel Cost
MEAN | [5 empty] | 677858.3789 | 634637.5309 | 635958.0739 | 582896.1627 | 575431.6655 | 608308.1445 | 559866.9588 | 592945.9753 | 598007.1353 | 587890.1865 | 598653.276 | 611561.7408 | 596388.4762 | 591739.9809 | 588398.6911
P5 | [5 empty] | 323760.1538 | 309418.4108 | 399672.2379 | 328687.3421 | 388588.5872 | 410391.8708 | 343645.8368 | 377375.27 | 333149.2448 | 366473.034 | 366063.618 | 398203.4726 | 360461.6326 | 378506.6463 | 336631.3018
P95 | [5 empty] | 1060087.1649 | 994645.2576 | 1036961.6925 | 1009377.5137 | 869232.1008 | 947854.4381 | 853174.2275 | 941055.2039 | 1084386.1927 | 845955.5861 | 892057.9165 | 915741.5294 | 905766.2878 | 880742.0837 | 842754.8904
NETPOS - Net Position (MWh)
MEAN | [5 empty] | 46995.2353 | 41692.1911 | 40967.7205 | 36077.0011 | 35055.5565 | 35745.5418 | 31870.016 | 33223.1911 | 32475.9535 | 31429.6744 | 31342.2816 | 31444.4663 | 29046.975 | 28320.5192 | 27054.0843
P5 | [5 empty] | 31126.0561 | 28722.4603 | 33453.4164 | 27948.78 | 29538.0121 | 30650.025 | 26305.2201 | 26636.64 | 25568.9457 | 25674.165 | 24575.7637 | 25703.2516 | 22193.75 | 23237.97 | 20966.85
P95 | [5 empty] | 59549.2189 | 51666.3223 | 49115.815 | 45991.5068 | 41931.7893 | 42608.481 | 38700.4348 | 41764.5222 | 43557.6451 | 36829.9708 | 37551.2423 | 38711.7264 | 36246.3336 | 34597.935 | 32886.5393
NETREVENUE - Net Revenue $
MEAN | [5 empty] | 314817.6568 | 233923.5645 | 174737.8834 | 122935.793 | 127030.1959 | 131970.3305 | 139267.688 | 141680.9787 | 145881.9099 | 136097.5887 | 134519.2012 | 129331.4352 | 112943.9551 | 101112.7058 | 87466.1784
P5 | [5 empty] | 111245.6035 | 47791.7915 | 39185.7907 | -2792.8875 | 11936.0593 | -4079.7866 | 26653.9958 | 47876.7545 | 47730.994 | 28700.6825 | 41961.452 | 42216.184 | 33814.391 | 31251.4754 | 15088.6357
P95 | [5 empty] | 537284.5709 | 452144.4171 | 417280.4393 | 390590.2159 | 316361.9121 | 327260.8384 | 276201.7142 | 279836.3784 | 324256.8531 | 256217.1781 | 240711.4787 | 247207.1229 | 220331.9618 | 188537.0031 | 165335.7213
STARTS - Number Starts
MEAN | [5 empty] | 388.86 | 405.55 | 391.81 | 378.5 | 388.17 | 401.74 | 385.06 | 391.65 | 385.12 | 381.04 | 374.82 | 378.95 | 354.03 | 355.27 | 344.59
P5 | [5 empty] | 348 | 359 | 348.5 | 331 | 346 | 351 | 339 | 346.5 | 337.5 | 341.5 | 319.5 | 345.5 | 310 | 318 | 292
P95 | [5 empty] | 426.5 | 441.5 | 432.5 | 420.5 | 430 | 438.5 | 429.5 | 431 | 429.5 | 414.5 | 418 | 413 | 401.5 | 397.5 | 388
VOMCOSTS - VOM Costs
MEAN | [5 empty] | 32896.6647 | 29601.4557 | 29496.7587 | 26696.9808 | 26291.6674 | 27524.0672 | 24858.6125 | 26578.5529 | 26630.2819 | 26086.6297 | 26640.9393 | 27356.6857 | 25561.338 | 25488.4673 | 24889.7576
P5 | [5 empty] | 21788.2393 | 20392.9468 | 24086.4598 | 20682.0972 | 22153.5091 | 23600.5193 | 20518.0717 | 21309.312 | 20966.5354 | 21309.5569 | 20889.3992 | 22361.8289 | 19530.5 | 20914.173 | 19289.502
P95 | [5 empty] | 41684.4532 | 36683.0888 | 35363.3868 | 34033.715 | 31448.8419 | 32808.5304 | 30186.3392 | 33411.6178 | 35717.269 | 30568.8757 | 31918.556 | 33679.202 | 31896.7735 | 31138.1415 | 30255.6161
15597: New 2025JAN 18V50DF_NG_B #1
CAPACITYFACTOR - Net Generation Capacity Factor
MEAN | [6 empty] | 0.28888 | 0.25843 | 0.22707 | 0.23512 | 0.2423 | 0.24286 | 0.24286 | 0.23902 | 0.23153 | 0.22884 | 0.22539 | 0.20864 | 0.19529 | 0.18204
P5 | [6 empty] | 0.18618 | 0.19525 | 0.16466 | 0.17917 | 0.18945 | 0.20627 | 0.20722 | 0.19691 | 0.20037 | 0.18863 | 0.18795 | 0.16279 | 0.1565 | 0.14122
P95 | [6 empty] | 0.37227 | 0.33653 | 0.32064 | 0.29241 | 0.30168 | 0.28686 | 0.28885 | 0.3052 | 0.26153 | 0.26909 | 0.26892 | 0.25565 | 0.23604 | 0.22082
CO2EMISSIONS - CO2 Emissions
MEAN | [6 empty] | 20896.4788 | 18678.7783 | 16402.6395 | 17007.3998 | 17477.985 | 17505.1973 | 17659.5849 | 17222.7027 | 16819.1536 | 16617.4853 | 16363.6311 | 15161.0456 | 14149.724 | 13160.9777
P5 | [6 empty] | 13456.6598 | 14128.5838 | 11845.2743 | 12979.9399 | 13662.3099 | 14921.7831 | 15012.7328 | 14211.585 | 14557.4055 | 13692.3705 | 13619.6888 | 11797.7517 | 11270.6028 | 10227.8597
P95 | [6 empty] | 26850.1586 | 24331.5597 | 23160.422 | 21164.2554 | 21885.7617 | 20578.4143 | 20911.5892 | 22011.4295 | 19068.2056 | 19579.0319 | 19492.1499 | 18495.4134 | 17118.0147 | 16051.9123
FUELCONSUMED - Fuel Consumed
MEAN | [6 empty] | 342004.5637 | 305708.32 | 268455.6377 | 278353.5148 | 286055.4012 | 286500.7749 | 289027.5754 | 281877.2948 | 275272.5629 | 271971.9369 | 267817.2023 | 248134.9518 | 231583.044 | 215400.6164
P5 | [6 empty] | 220239.9314 | 231237.0503 | 193867.0097 | 212437.6413 | 223605.727 | 244219.0355 | 245707.5741 | 232595.5 | 238255.4097 | 224097.7164 | 222908.1637 | 193089.2263 | 184461.5838 | 167395.4129
P95 | [6 empty] | 439446.1315 | 398225.2003 | 379057.6425 | 346387.1584 | 358195.7728 | 336798.9242 | 342251.8697 | 360252.5281 | 312081.9241 | 320442.4204 | 319020.4561 | 302707.2562 | 280163.9073 | 262715.4219
FUELCOST - Fuel Cost
MEAN | [6 empty] | 616233.8574 | 564826.8071 | 516818.0257 | 541909.2095 | 575856.6891 | 584183.7655 | 603544.7597 | 607011.8729 | 600880.2988 | 608061.2316 | 611414.5853 | 596963.2513 | 569303.9243 | 551422.8477
P5 | [6 empty] | 277566.5469 | 328998.9305 | 263744.3929 | 328592.6815 | 337626.8993 | 379873.8975 | 416545.7377 | 374908.9738 | 399120.0781 | 393429.42 | 406939.0056 | 362332.3709 | 363821.3502 | 313260.9651
P95 | [6 empty] | 989899.2146 | 992467.6493 | 984911.3235 | 848294.7515 | 933619.7175 | 855344.013 | 904548.3297 | 1063502.3703 | 817690.6862 | 861492.5839 | 887074.1193 | 885656.6795 | 826478.8715 | 789750.2067
NETPOS - Net Position (MWh)
MEAN | [6 empty] | 40177.3945 | 35887.5305 | 31492.5101 | 32630.869 | 33510.1682 | 33534.5385 | 34145.8045 | 33277.1899 | 32470.7022 | 32059.23 | 31547.6214 | 29208.4125 | 27241.2998 | 25319.5737
P5 | [6 empty] | 25873.6002 | 27145.8924 | 22741.6006 | 24903.6958 | 26195.61 | 28586.63 | 29029.31 | 27460.5368 | 28106.1 | 26417.1316 | 26258.1291 | 22729.75 | 21698.81 | 19677.0272
P95 | [6 empty] | 51621.8172 | 46743.3548 | 44462.2777 | 40604.1964 | 41960.1848 | 39415.47 | 40424.49 | 42519.4363 | 36810.62 | 37767.344 | 37575.2252 | 35628.054 | 32953.7576 | 30880.916
NETREVENUE - Net Revenue $
MEAN | [6 empty] | 243537.4367 | 195856.3928 | 144470.0416 | 143177.8914 | 147631.0008 | 132581.0513 | 137461.7794 | 141462.7787 | 130917.7586 | 131573.3283 | 128767.5848 | 112916.5364 | 107512.3513 | 97769.9398
P5 | [6 empty] | 68348.3687 | 67669.3356 | 22556.8606 | 43988.1416 | 33972.0455 | 11292.7489 | 37042.191 | 34854.5895 | 19562.6496 | 33441.9639 | 39006.2258 | 26088.4881 | 32980.2564 | 22327.9876
P95 | [6 empty] | 453584.4363 | 420163.2544 | 396060.9363 | 318462.9374 | 327148.2689 | 278597.5592 | 279807.0312 | 327459.7139 | 266776.4697 | 245048.5178 | 243808.4052 | 224731.5195 | 194552.7377 | 180674.2775
STARTS - Number Starts
MEAN | [6 empty] | 394.69 | 380.51 | 359.23 | 367.77 | 384.28 | 392.56 | 398.01 | 391.08 | 391.12 | 378.97 | 379.4 | 355.36 | 349.41 | 334.26
P5 | [6 empty] | 330.5 | 325 | 297.5 | 320.5 | 331.5 | 352.5 | 359.5 | 339 | 359 | 335 | 341.5 | 307.5 | 307.5 | 285
P95 | [6 empty] | 436 | 431 | 404 | 417 | 431.5 | 430 | 433.5 | 429.5 | 421.5 | 426 | 413.5 | 398 | 394 | 380.5
VOMCOSTS - VOM Costs
MEAN | [6 empty] | 28525.9501 | 25839.0219 | 23304.4575 | 24473.1517 | 25802.8295 | 26156.94 | 27316.6436 | 27287.2957 | 26950.6828 | 27250.3455 | 27446.4306 | 25703.403 | 24517.1698 | 23294.0078
P5 | [6 empty] | 18370.2562 | 19545.0425 | 16828.7844 | 18677.7719 | 20170.6197 | 22297.5714 | 23223.448 | 22517.6401 | 23328.063 | 22454.5618 | 22844.5723 | 20002.18 | 19528.929 | 18102.865
P95 | [6 empty] | 36651.4902 | 33655.2154 | 32902.0855 | 30453.1473 | 32309.3423 | 30744.0666 | 32339.592 | 34865.9377 | 30552.8146 | 32102.2424 | 32690.4459 | 31352.6876 | 29658.3818 | 28410.4427
15597: New 2025JAN 18V50DF_NG_B #10
CAPACITYFACTOR - Net Generation Capacity Factor
MEAN | [6 empty] | 0.26138 | 0.22163 | 0.18215 | 0.18154 | 0.1887 | 0.17926 | 0.18134 | 0.18242 | 0.17598 | 0.17719 | 0.183 | 0.16691 | 0.16626 | 0.15508
P5 | [6 empty] | 0.16595 | 0.14535 | 0.11216 | 0.12071 | 0.12697 | 0.12362 | 0.13734 | 0.13676 | 0.1314 | 0.12914 | 0.15079 | 0.12953 | 0.13702 | 0.12272
P95 | [6 empty] | 0.35328 | 0.31961 | 0.29625 | 0.25822 | 0.26945 | 0.24483 | 0.24172 | 0.25342 | 0.216 | 0.21977 | 0.22151 | 0.2049 | 0.19781 | 0.18754
CO2EMISSIONS - CO2 Emissions
MEAN | [6 empty] | 18893.2724 | 16014.8282 | 13158.2807 | 13136.88 | 13611.9534 | 12925.6181 | 13191.3997 | 13152.9676 | 12788.4046 | 12859.748 | 13279.5425 | 12124.9183 | 12040.549 | 11204.4129
P5 | [6 empty] | 12031.0261 | 10465.5273 | 8107.4031 | 8739.0897 | 9180.3108 | 8911.9064 | 9986.5466 | 9840.7022 | 9518.9742 | 9373.7635 | 10918.4343 | 9454.72 | 9915.0021 | 8836.5328
P95 | [6 empty] | 25640.0731 | 23093.9203 | 21447.8521 | 18667.3747 | 19521.4547 | 17641.351 | 17612.8275 | 18222.7332 | 15780.9751 | 15886.5321 | 16132.1328 | 14898.3794 | 14294.9841 | 13569.987
FUELCONSUMED - Fuel Consumed
MEAN | [6 empty] | 309218.8605 | 262108.4815 | 215356.4755 | 215006.2193 | 222781.5606 | 211548.5783 | 215898.5223 | 215269.5189 | 209302.8572 | 210470.5081 | 217341.1219 | 198443.8353 | 197062.9945 | 183378.2792
P5 | [6 empty] | 196907.1368 | 171285.2252 | 132690.7213 | 143029.2914 | 150250.5866 | 145857.7145 | 163445.9341 | 161058.9557 | 155793.3577 | 153416.7516 | 178697.7794 | 154741.7344 | 162274.9939 | 144624.1042
P95 | [6 empty] | 419641.1311 | 377969.2365 | 351028.6752 | 305521.6804 | 319500.0775 | 288729.1492 | 288262.3165 | 298244.4057 | 258281.0975 | 260008.7089 | 264028.3605 | 243835.996 | 233960.4591 | 222094.7134
FUELCOST - Fuel Cost
MEAN | [6 empty] | 562923.0002 | 492656.6415 | 425069.8509 | 428099.5539 | 457314.8524 | 442098.5692 | 458190.9757 | 470757.7661 | 463201.0415 | 475837.5841 | 495547.5572 | 475785.2666 | 479711.5414 | 463647.7268
P5 | [6 empty] | 247489.0094 | 246521.8171 | 178604.2399 | 216614.1681 | 231513.185 | 227866.5733 | 269840.6662 | 259297.8538 | 260328.8353 | 269292.618 | 335717.7186 | 284168.1959 | 322295.0688 | 276858.7846
P95 | [6 empty] | 945838.6485 | 949772.3262 | 927105.4636 | 750398.243 | 842308.4112 | 744022.7766 | 753140.513 | 877763.4468 | 694538.5958 | 717697.5685 | 756982.7398 | 695503.8062 | 696670.8026 | 674081.8535
NETPOS - Net Position (MWh)
MEAN | [6 empty] | 36325.4181 | 30769.6947 | 25263.7491 | 25205.0071 | 26097.8786 | 24761.8795 | 25507.0616 | 25414.8809 | 24690.1732 | 24810.2237 | 25602.306 | 23359.9 | 23180.8959 | 21555.9458
P5 | [6 empty] | 23116.995 | 20108.62 | 15566.72 | 16767.795 | 17601.99 | 17073.36 | 19310.72 | 19015.225 | 18378.36 | 18085.2 | 21050.51 | 18215.625 | 19088.93 | 17000.6
P95 | [6 empty] | 49292.61 | 44365.7951 | 41173.8284 | 35813.5321 | 37425.5989 | 33794.33 | 34054.98 | 35210.4338 | 30468.1966 | 30647.7685 | 31101.59 | 28702.8504 | 27520.705 | 26106.065
NETREVENUE - Net Revenue $
MEAN | [6 empty] | 257712.8692 | 218307.9586 | 173046.4115 | 175625.1469 | 180604.3393 | 176118.642 | 178755.6782 | 181236.3933 | 169496.5837 | 166208.5747 | 157383.5391 | 141665.1881 | 128686.5402 | 117100.7705
P5 | [6 empty] | 84333.803 | 96589.0203 | 57678.8466 | 80731.5048 | 75709.8218 | 76351.7597 | 90735.7526 | 77719.0128 | 74567.2689 | 76277.4791 | 67769.7528 | 56451.784 | 49768.9426 | 37971.3303
P95 | [6 empty] | 455161.8517 | 435242.119 | 397848.9625 | 344351.3538 | 354107.3157 | 303783.8798 | 303563.6195 | 365666.1421 | 293364.2049 | 279859.5275 | 281936.5955 | 255437.9208 | 221777.2383 | 205264.3851
STARTS - Number Starts
MEAN | [6 empty] | 377.32 | 350.97 | 319.89 | 329.9 | 345.97 | 338.89 | 348.2 | 346.75 | 341.68 | 338.19 | 347.08 | 322.23 | 321.43 | 305.68
P5 | [6 empty] | 310.5 | 275.5 | 240 | 258 | 270 | 254.5 | 290.5 | 269.5 | 278.5 | 271 | 305.5 | 268 | 280.5 | 261.5
P95 | [6 empty] | 422.5 | 413.5 | 393.5 | 396.5 | 421 | 404.5 | 400.5 | 412.5 | 393 | 386.5 | 387.5 | 375.5 | 363 | 354.5
VOMCOSTS - VOM Costs
MEAN | [6 empty] | 25791.0469 | 22154.1802 | 18695.1743 | 18903.7553 | 20095.3665 | 19314.266 | 20405.6493 | 20840.2023 | 20492.8438 | 21088.6901 | 22274.0063 | 20556.712 | 20862.8063 | 19831.4702
P5 | [6 empty] | 16413.0664 | 14478.2064 | 11519.3728 | 12575.8463 | 13553.5323 | 13317.2208 | 15448.576 | 15592.4845 | 15254.0388 | 15372.42 | 18313.9437 | 16029.75 | 17180.037 | 15640.552
P95 | [6 empty] | 34997.7531 | 31943.3725 | 30468.633 | 26860.1491 | 28817.7112 | 26359.5774 | 27243.984 | 28872.5557 | 25288.6031 | 26050.6032 | 27058.3833 | 25258.5084 | 24768.6345 | 24017.5798
15597: New 2025JAN 18V50DF_NG_B #11
CAPACITYFACTOR - Net Generation Capacity Factor
MEAN | [6 empty] | 0.28501 | 0.21971 | 0.1795 | 0.17912 | 0.18552 | 0.17943 | 0.18053 | 0.17904 | 0.17223 | 0.17462 | 0.17759 | 0.16165 | 0.16245 | 0.15366
P5 | [6 empty] | 0.22091 | 0.14334 | 0.10568 | 0.11583 | 0.1191 | 0.1238 | 0.13805 | 0.12982 | 0.12763 | 0.12848 | 0.14058 | 0.12353 | 0.13516 | 0.1196
P95 | [6 empty] | 0.35402 | 0.3134 | 0.29 | 0.25649 | 0.26323 | 0.24626 | 0.24496 | 0.24909 | 0.21526 | 0.21962 | 0.22599 | 0.2048 | 0.1961 | 0.18362
CO2EMISSIONS - CO2 Emissions
MEAN | [6 empty] | 20622.5811 | 15882.6571 | 12956.3794 | 12956.3893 | 13379.6468 | 12917.1841 | 13124.7605 | 12904.4021 | 12517.2649 | 12669.5202 | 12874.7408 | 11736.9173 | 11763.3527 | 11109.0213
P5 | [6 empty] | 16003.0246 | 10374.485 | 7622.0855 | 8401.4726 | 8613.5716 | 8920.5503 | 10073.8416 | 9317.4925 | 9235.6714 | 9307.7174 | 10196.0021 | 8950.4682 | 9775.9662 | 8674.0404
P95 | [6 empty] | 25756.3678 | 22540.3695 | 20858.3617 | 18571.6361 | 19039.1876 | 17649.6628 | 17753.2087 | 17902.7 | 15625.9399 | 15945.4347 | 16364.7728 | 14910.5574 | 14097.1178 | 13230.8474
FUELCONSUMED - Fuel Consumed
MEAN | [6 empty] | 337521.7848 | 259945.2873 | 212052.0364 | 212052.1979 | 218979.4895 | 211410.5424 | 214807.8638 | 211201.3435 | 204865.2189 | 207357.1233 | 210715.8881 | 192093.5733 | 192526.2303 | 181817.0432
P5 | [6 empty] | 261915.2968 | 169795.1714 | 124747.7171 | 137503.6426 | 140974.9849 | 145999.1866 | 164874.6573 | 152495.7858 | 151156.6506 | 152335.801 | 166874.0119 | 146488.8419 | 159999.4463 | 141964.654
P95 | [6 empty] | 421544.481 | 368909.4837 | 341380.7152 | 303954.7642 | 311606.999 | 288865.1842 | 290559.8809 | 293006.5473 | 255743.697 | 260972.7442 | 267835.8882 | 244035.3097 | 230722.0581 | 216544.1479
FUELCOST - Fuel Cost
MEAN | [6 empty] | 601705.4073 | 488734.3844 | 419808.7027 | 422545.7894 | 450048.5748 | 442046.0737 | 456004.5224 | 463105.7602 | 454498.2842 | 469415.9176 | 482115.0052 | 463249.484 | 469514.5028 | 459954.8398
P5 | [6 empty] | 335285.5787 | 244742.6311 | 170068.1332 | 211073.7876 | 217534.5391 | 227290.0995 | 274158.9112 | 245903.39 | 249617.5553 | 268334.1179 | 309308.476 | 272588.9094 | 308446.9063 | 277893.6715
P95 | [6 empty] | 941933.2776 | 934253.6664 | 914404.8811 | 747881.1886 | 825622.5536 | 744662.5637 | 762183.5626 | 861683.1198 | 684825.2048 | 714334.4247 | 751928.4249 | 704396.0598 | 679960.0073 | 639798.1974
NETPOS - Net Position (MWh)
MEAN | [6 empty] | 39650.8446 | 30515.7154 | 24876.0053 | 24858.8607 | 25652.7302 | 24745.6458 | 25378.2295 | 24934.8129 | 24166.5157 | 24443.1192 | 24821.9237 | 22612.2468 | 22647.3306 | 21372.336
P5 | [6 empty] | 30769.4685 | 19933.69 | 14634.88 | 16120.005 | 16515.345 | 17089.92 | 19479.52 | 18004.225 | 17831.385 | 17957.5355 | 19657.5982 | 17244.125 | 18821.25 | 16687.6417
P95 | [6 empty] | 49519.57 | 43306.0168 | 40046.3875 | 35632.4 | 36501.4147 | 33809.3239 | 34324.78 | 34591.67 | 30167.485 | 30760.1 | 31550.525 | 28726.115 | 27140.17 | 25453.4701
NETREVENUE - Net Revenue $
MEAN | [6 empty] | 244128.1964 | 219039.6593 | 174587.2489 | 177369.2139 | 182278.4862 | 175632.1276 | 180143.0488 | 183429.0839 | 172229.1804 | 167849.1204 | 161004.5661 | 144200.0902 | 129725.8754 | 118330.586
P5 | [6 empty] | 48847.957 | 100148.0447 | 61211.4451 | 82502.9015 | 75743.7775 | 74862.9936 | 90851.9461 | 81082.6619 | 75662.6786 | 80014.6683 | 72827.1364 | 58277.1385 | 49212.5164 | 38507.832
P95 | [6 empty] | 463759.6211 | 432459.9069 | 404896.8057 | 341142.3296 | 354067.0412 | 302210.1404 | 315136.5456 | 358073.2975 | 292801.8271 | 272948.7687 | 280236.8452 | 252131.9448 | 222438.1332 | 206898.0193
STARTS - Number Starts
MEAN | [6 empty] | 397.14 | 349.53 | 316.63 | 327.24 | 342.49 | 338.88 | 346.05 | 340.15 | 335.23 | 334.89 | 342.48 | 318.31 | 320.12 | 305.01
P5 | [6 empty] | 344 | 274 | 233 | 251.5 | 265 | 259.5 | 286.5 | 266 | 267.5 | 260.5 | 296.5 | 256 | 280 | 260.5
P95 | [6 empty] | 432 | 417.5 | 391.5 | 400 | 419.5 | 406 | 403 | 412.5 | 388 | 387.5 | 385 | 378 | 361 | 350
VOMCOSTS - VOM Costs
MEAN | [6 empty] | 28152.0997 | 21971.3151 | 18408.2439 | 18644.1455 | 19752.6022 | 19301.6037 | 20302.5836 | 20446.5466 | 20058.208 | 20776.6513 | 21595.0736 | 19898.7772 | 20382.5975 | 19662.5491
P5 | [6 empty] | 21846.3226 | 14352.2568 | 10829.8112 | 12090.0037 | 12716.8157 | 13330.1376 | 15583.616 | 14763.4645 | 14800.0495 | 15263.9052 | 17102.1104 | 15174.83 | 16939.125 | 15352.6304
P95 | [6 empty] | 35158.8947 | 31180.3321 | 29634.3268 | 26724.3 | 28106.0893 | 26371.2726 | 27459.824 | 28365.1694 | 25039.0125 | 26146.085 | 27448.9567 | 25278.9812 | 24426.153 | 23417.1925
15597: New 2025JAN 18V50DF_NG_B #2
CAPACITYFACTOR - Net Generation Capacity Factor
MEAN | [6 empty] | 0.2716 | 0.25278 | 0.21912 | 0.22143 | 0.22791 | 0.24588 | 0.24807 | 0.23905 | 0.23255 | 0.22834 | 0.23028 | 0.21257 | 0.20013 | 0.18235
P5 | [6 empty] | 0.17182 | 0.18911 | 0.14551 | 0.16874 | 0.17554 | 0.20385 | 0.21412 | 0.19171 | 0.20142 | 0.1909 | 0.20233 | 0.18069 | 0.16773 | 0.13889
P95 | [6 empty] | 0.35963 | 0.33597 | 0.32021 | 0.28746 | 0.29715 | 0.28505 | 0.29289 | 0.29749 | 0.26075 | 0.26722 | 0.26629 | 0.24968 | 0.23841 | 0.22089
CO2EMISSIONS - CO2 Emissions
MEAN | [6 empty] | 19646.0264 | 18270.4028 | 15828.5699 | 16016.9609 | 16440.2515 | 17722.5597 | 18037.9561 | 17223.6892 | 16892.8919 | 16580.691 | 16718.3542 | 15446.9973 | 14500.0507 | 13183.7675
P5 | [6 empty] | 12332.966 | 13562.8643 | 10503.1603 | 12196.8196 | 12675.924 | 14673.0951 | 15599.6143 | 13838.8962 | 14657.6511 | 13845.0553 | 14713.1233 | 13162.709 | 12069.3075 | 10073.4737
P95 | [6 empty] | 25996.9762 | 24237.0606 | 23107.2533 | 20831.4666 | 21477.8039 | 20475.4673 | 21307.3595 | 21379.2348 | 18953.7145 | 19344.0732 | 19220.332 | 18167.1694 | 17291.9964 | 16042.4619
FUELCONSUMED - Fuel Consumed
MEAN | [6 empty] | 321538.8932 | 299024.5955 | 259060.0635 | 262143.3858 | 269071.2195 | 290058.2607 | 295220.2312 | 281893.4409 | 276479.4089 | 271369.7384 | 273622.818 | 252815.0135 | 237316.7057 | 215773.6094
P5 | [6 empty] | 201848.871 | 221978.1391 | 171901.1508 | 199620.6155 | 207461.9316 | 240148.8558 | 255312.8358 | 226495.8465 | 239896.0907 | 226596.6504 | 240803.9825 | 215428.9525 | 197533.6745 | 164868.6375
P95 | [6 empty] | 425482.4262 | 396678.5699 | 378187.451 | 340940.5338 | 351518.8849 | 335114.0303 | 348729.2882 | 349905.6425 | 310208.0927 | 316596.9424 | 314571.7184 | 297335.0148 | 283011.3969 | 262560.7514
FUELCOST - Fuel Cost
MEAN | [6 empty] | 582294.4073 | 553606.1701 | 501673.2082 | 512335.0175 | 544195.9387 | 590761.4406 | 614633.4601 | 605681.8462 | 601691.454 | 605889.7989 | 620034.8968 | 603423.5621 | 581026.7987 | 552164.105
P5 | [6 empty] | 260498.2585 | 319526.0617 | 236373.918 | 302995.8863 | 319696.7116 | 374321.1077 | 426463.0759 | 371140.9414 | 401735.8642 | 392031.0217 | 437488.3637 | 397344.9554 | 385281.0673 | 315501.5895
P95 | [6 empty] | 957318.4718 | 990278.4127 | 984409.1265 | 823918.6742 | 910719.0207 | 841726.4798 | 908679.0692 | 1023594.7121 | 812117.0641 | 860799.2076 | 875072.4125 | 859032.0046 | 843258.4545 | 787528.094
NETPOS - Net Position (MWh)
MEAN | [6 empty] | 37773.1379 | 35103.0607 | 30390.1869 | 30730.6244 | 31520.4477 | 33951.1143 | 34877.8277 | 33279.5188 | 32613.5308 | 31988.4519 | 32231.7184 | 29759.408 | 27915.7227 | 25363.6181
P5 | [6 empty] | 23706.951 | 26059.4028 | 20166.6453 | 23402.0609 | 24304.35 | 28110.6 | 30164.56 | 26740.95 | 28299.645 | 26711.8532 | 28366.59 | 25359.5 | 23236.3481 | 19380.35
P95 | [6 empty] | 49984.3825 | 46562.0057 | 44361.749 | 39965.8088 | 41176.7847 | 39219.2948 | 41195.8213 | 41303.4 | 36588.41 | 37316.0063 | 37053.4472 | 34998.72 | 33287.865 | 30862.604
NETREVENUE - Net Revenue $
MEAN | [6 empty] | 251598.5816 | 199182.9987 | 149790.8918 | 151258.7872 | 156399.4819 | 133254.3516 | 135645.4035 | 142457.1663 | 130938.0389 | 132363.6971 | 124721.0084 | 109376.8756 | 104135.6733 | 97702.0447
P5 | [6 empty] | 76454.0682 | 72081.7905 | 34535.72 | 52558.3012 | 39393.7249 | 18938.044 | 38112.8967 | 36631.003 | 19606.7365 | 34806.2369 | 27109.5506 | 19857.7742 | 25312.0314 | 24918.4823
P95 | [6 empty] | 457554.999 | 420922.5528 | 394428.5927 | 325500.4152 | 332596.5798 | 279533.8659 | 280691.3806 | 332502.5903 | 271579.9577 | 246195.803 | 248507.1559 | 225375.0675 | 189607.2432 | 182458.291
STARTS - Number Starts
MEAN | [6 empty] | 389.68 | 378.06 | 356.04 | 364.65 | 378.59 | 386.44 | 394.48 | 389.65 | 388.66 | 375.13 | 383.58 | 360.96 | 354.35 | 333.76
P5 | [6 empty] | 315 | 311.5 | 287 | 311 | 313 | 339 | 356 | 342 | 352.5 | 329 | 352.5 | 324.5 | 317 | 283.5
P95 | [6 empty] | 434 | 425.5 | 405.5 | 416.5 | 432 | 428.5 | 429.5 | 429.5 | 421 | 419 | 417.5 | 398 | 392 | 384
VOMCOSTS - VOM Costs
MEAN | [6 empty] | 26818.9279 | 25274.2037 | 22488.7383 | 23047.9683 | 24270.7447 | 26481.8692 | 27902.2622 | 27289.2055 | 27069.2306 | 27190.1841 | 28041.595 | 26188.2791 | 25124.1504 | 23334.5287
P5 | [6 empty] | 16831.9352 | 18762.77 | 14923.3176 | 17551.5457 | 18714.3495 | 21926.268 | 24131.648 | 21927.579 | 23488.7054 | 22705.0752 | 24678.9333 | 22316.36 | 20912.7133 | 17829.922
P95 | [6 empty] | 35488.9116 | 33524.6441 | 32827.6943 | 29974.3566 | 31706.1242 | 30591.05 | 32956.657 | 33868.788 | 30368.3803 | 31718.6054 | 32236.4991 | 30798.8736 | 29959.0785 | 28393.5957
15597: New 2025JAN 18V50DF_NG_B #3
CAPACITYFACTOR - Net Generation Capacity Factor
MEAN | [6 empty] | 0.26448 | 0.24726 | 0.22419 | 0.21804 | 0.22593 | 0.22862 | 0.2379 | 0.24406 | 0.23643 | 0.23005 | 0.23353 | 0.21616 | 0.20976 | 0.19055
P5 | [6 empty] | 0.16479 | 0.18128 | 0.14399 | 0.15943 | 0.1703 | 0.17706 | 0.19433 | 0.19241 | 0.20346 | 0.19144 | 0.20554 | 0.18227 | 0.18137 | 0.15523
P95 | [6 empty] | 0.35459 | 0.3242 | 0.31364 | 0.28236 | 0.29048 | 0.27802 | 0.28375 | 0.2946 | 0.26239 | 0.26607 | 0.26611 | 0.25202 | 0.24356 | 0.22875
CO2EMISSIONS - CO2 Emissions
MEAN | [6 empty] | 19127.2808 | 17859.3447 | 16185.5574 | 15786.8891 | 16310.2161 | 16454.7054 | 17304.4201 | 17598.0434 | 17174.8818 | 16696.8812 | 16935.4693 | 15712.6187 | 15198.0051 | 13785.1657
P5 | [6 empty] | 11925.1179 | 13121.6709 | 10396.6101 | 11533.2644 | 12329.8237 | 12684.9879 | 14149.0757 | 13860.6966 | 14753.5382 | 13862.5467 | 14843.6746 | 13180.097 | 13065.0357 | 11214.5243
P95 | [6 empty] | 25481.1291 | 23292.788 | 22763.2588 | 20504.3869 | 20922.7589 | 20082.8448 | 20631.4647 | 21293.9886 | 19083.5365 | 19332.7027 | 19250.2245 | 18230.0232 | 17705.71 | 16618.7622
FUELCONSUMED - Fuel Consumed
MEAN | [6 empty] | 313048.7859 | 292296.9666 | 264902.7402 | 258377.8907 | 266942.9796 | 269307.7807 | 283214.732 | 288020.3499 | 281094.6289 | 273271.3785 | 277176.2571 | 257162.3357 | 248739.8537 | 225616.4603
P5 | [6 empty] | 195173.7789 | 214757.2981 | 170157.2848 | 188760.4647 | 201797.442 | 207610.2774 | 231572.4336 | 226852.6452 | 241465.4377 | 226882.9248 | 242940.6638 | 215713.535 | 213830.3711 | 183543.7694
P95 | [6 empty] | 417039.7557 | 381224.0257 | 372557.4264 | 335587.3473 | 342434.6797 | 328688.1303 | 337667.1802 | 348510.451 | 312332.8397 | 316410.8458 | 315060.9578 | 298363.7184 | 289782.4881 | 271992.8347
FUELCOST - Fuel Cost
MEAN | [6 empty] | 568468.5551 | 542200.1123 | 511593.578 | 505585.8435 | 540098.2529 | 554061.6763 | 591549.0726 | 617220.2742 | 610365.8451 | 609677.665 | 626344.4507 | 611597.0033 | 604591.0677 | 573499.4164
P5 | [6 empty] | 250868.2484 | 306595.2901 | 237533.6785 | 290113.9888 | 310670.9488 | 321388.1233 | 385376.2849 | 367190.7832 | 408123.106 | 394897.9704 | 447794.2939 | 401009.8309 | 423014.3184 | 348522.899
P95 | [6 empty] | 945328.0041 | 965879.6957 | 958533.021 | 816884.2769 | 895230.819 | 829829.5051 | 884138.3195 | 1004214.518 | 805988.5368 | 874613.4932 | 868210.8341 | 846319.1973 | 847592.0503 | 823045.0895
NETPOS - Net Position (MWh)
MEAN | [6 empty] | 36775.8596 | 34313.5971 | 31075.945 | 30289.5366 | 31271.1972 | 31522.2122 | 33459.6276 | 34003.1773 | 33158.2287 | 32212.8055 | 32650.5153 | 30271.3379 | 29259.4807 | 26520.6029
P5 | [6 empty] | 22928.9319 | 25211.9224 | 19961.5185 | 22128.605 | 23640.75 | 24301.8 | 27359.2846 | 26783.075 | 28484.775 | 26745.6 | 28618.29 | 25393 | 25153.555 | 21575.5358
P95 | [6 empty] | 48990.909 | 44750.4835 | 43702.6439 | 39340.3453 | 40112.3605 | 38469.9096 | 39888.9396 | 41137.274 | 36838.85 | 37295.3 | 37109.1718 | 35120.225 | 34087.23 | 31972.01
NETREVENUE - Net Revenue $
MEAN | [6 empty] | 254639.4991 | 203300.6421 | 148571.7832 | 154301.631 | 157822.538 | 147098.2278 | 145294.6614 | 141367.7245 | 129894.9832 | 132337.2301 | 123171.7237 | 107179.6155 | 96738.4527 | 92196.5743
P5 | [6 empty] | 77236.3796 | 80352.9428 | 34088.4012 | 54416.7223 | 42192.0158 | 42595.6399 | 50884.3641 | 32894.0846 | 18601.6793 | 37450.1036 | 29393.8617 | 20323.2772 | 16129.9531 | 9637.2715
P95 | [6 empty] | 470575.613 | 431564.3595 | 398149.2303 | 329427.4944 | 339774.7868 | 277708.9166 | 289321.4123 | 334847.5217 | 266889.8569 | 245587.3143 | 252227.4292 | 223280.2873 | 186719.6289 | 178712.2942
STARTS - Number Starts
MEAN | [6 empty] | 384.98 | 372.71 | 354.78 | 361.62 | 377.02 | 371.97 | 380.89 | 383.82 | 382.65 | 369.88 | 379.84 | 359.52 | 361.16 | 340.92
P5 | [6 empty] | 325 | 296.5 | 279.5 | 304 | 309 | 316.5 | 334 | 334.5 | 341 | 319.5 | 348 | 319 | 326.5 | 295
P95 | [6 empty] | 429.5 | 427.5 | 406 | 414 | 423.5 | 424.5 | 421 | 424.5 | 419 | 411 | 409 | 395 | 393.5 | 380
VOMCOSTS - VOM Costs
MEAN | [6 empty] | 26110.8603 | 24705.7899 | 22996.1993 | 22717.1525 | 24078.8218 | 24587.3255 | 26767.7021 | 27882.6054 | 27521.3298 | 27380.8847 | 28405.9483 | 26638.7773 | 26333.5327 | 24398.9547
P5 | [6 empty] | 16279.5416 | 18152.5841 | 14771.5237 | 16596.4538 | 18203.3775 | 18955.404 | 21887.4277 | 21962.1215 | 23642.3632 | 22733.76 | 24897.9123 | 22345.84 | 22638.1995 | 19849.4929
P95 | [6 empty] | 34783.5454 | 32220.3481 | 32339.9564 | 29505.259 | 30886.5176 | 30006.5295 | 31911.1517 | 33732.5647 | 30576.2455 | 31701.005 | 32284.9795 | 30905.798 | 30678.507 | 29414.2492
15597: New 2025JAN 18V50DF_NG_B #4
CAPACITYFACTOR - Net Generation Capacity Factor
MEAN | [6 empty] | 0.26616 | 0.23081 | 0.19293 | 0.19897 | 0.20764 | 0.21158 | 0.20537 | 0.21131 | 0.20508 | 0.20348 | 0.21246 | 0.19648 | 0.20964 | 0.20205
P5 | [6 empty] | 0.17274 | 0.1618 | 0.11899 | 0.14164 | 0.15385 | 0.1626 | 0.16058 | 0.15539 | 0.15994 | 0.15434 | 0.16856 | 0.14905 | 0.17671 | 0.16939
P95 | [6 empty] | 0.35408 | 0.32371 | 0.29908 | 0.264 | 0.27587 | 0.26816 | 0.26407 | 0.27725 | 0.24368 | 0.25042 | 0.25404 | 0.24368 | 0.24315 | 0.23591
CO2EMISSIONS - CO2 Emissions
MEAN | [6 empty] | 19261.8776 | 16686.3674 | 13932.0056 | 14399.8498 | 14966.5651 | 15242.1707 | 14940.3622 | 15226.1624 | 14901.1378 | 14759.4922 | 15408.5302 | 14268.1998 | 15191.328 | 14611.241
P5 | [6 empty] | 12459.6876 | 11739.9348 | 8553.1437 | 10245.3815 | 11088.1888 | 11712.5442 | 11680.0693 | 11179.247 | 11606.6979 | 11237.1963 | 12252.4091 | 10789.2483 | 12791.3086 | 12347.7091
P95 | [6 empty] | 25645.3014 | 23410.9292 | 21536.7826 | 19139.0926 | 19931.1452 | 19204.7332 | 19311.3283 | 20001.3659 | 17807.1963 | 18099.4346 | 18453.9452 | 17707.6728 | 17584.5339 | 17046.4824
FUELCONSUMED - Fuel Consumed
MEAN | [6 empty] | 315251.6791 | 273099.3036 | 228019.7318 | 235676.7564 | 244951.9649 | 249462.6963 | 244523.1127 | 249200.6931 | 243881.1429 | 241562.8833 | 252185.4376 | 233522.0921 | 248630.5722 | 239136.5134
P5 | [6 empty] | 203922.8745 | 192142.959 | 139985.9856 | 167682.1855 | 181476.0856 | 191694.6684 | 191163.1642 | 182966.399 | 189962.3222 | 183914.8332 | 200530.4273 | 176583.4413 | 209350.3866 | 202090.1652
P95 | [6 empty] | 419726.7001 | 383157.5982 | 352484.1676 | 313242.1052 | 326205.3224 | 314316.4192 | 316061.0203 | 327354.5981 | 291443.4744 | 296226.4258 | 302028.5636 | 289814.6114 | 287799.2455 | 278993.1646
FUELCOST - Fuel Cost
MEAN | [6 empty] | 571405.3964 | 510824.245 | 446945.0374 | 463035.5911 | 497285.0481 | 515159.5211 | 514695.6474 | 540905.0491 | 536064.9405 | 543517.7161 | 574521.8351 | 559749.7716 | 604768.3697 | 602613.8779
P5 | [6 empty] | 258077.4182 | 274899.2478 | 194980.5181 | 259616.3684 | 282481.1069 | 292097.4007 | 315550.543 | 293820.264 | 312551.6151 | 309478.4469 | 365851.6849 | 332704.9132 | 402793.6483 | 383619.1353
P95 | [6 empty] | 939695.0623 | 972246.7783 | 945956.8502 | 770331.3665 | 864562.1588 | 810282.9853 | 819260.6427 | 960255.4205 | 773672.3966 | 789808.3867 | 849130.5379 | 813702.3624 | 847755.1453 | 842832.8179
NETPOS - Net Position (MWh)
MEAN | [6 empty] | 37034.7514 | 32059.4521 | 26749.2081 | 27628.1653 | 28695.2118 | 29199.5429 | 28888.5469 | 29420.4392 | 28768.8317 | 28475.362 | 29706.9199 | 27488.8329 | 29246.522 | 28109.8995
P5 | [6 empty] | 23956.9841 | 22557.2464 | 16422.4454 | 19657.935 | 21260.085 | 22438.8 | 22585.44 | 21601.7 | 22409.145 | 21680.4 | 23621.975 | 20786.75 | 24626.56 | 23755.75
P95 | [6 empty] | 49307.2951 | 44976.8485 | 41345.05 | 36720.3595 | 38209.975 | 36787.4872 | 37338.4399 | 38641.8648 | 34379.265 | 34916.4544 | 35577.585 | 34115.495 | 33854.03 | 32794.4853
NETREVENUE - Net Revenue $
MEAN | [6 empty] | 254675.8806 | 212027.2547 | 165447.9298 | 163738.6915 | 167856.861 | 157100.3586 | 167112.6047 | 167757.8779 | 155484.7744 | 153915.1044 | 141334.4527 | 125302.1661 | 99980.49 | 83890.1064
P5 | [6 empty] | 75694.1854 | 92011.0378 | 50913.2691 | 66210.4634 | 53015.1406 | 49630.2982 | 74246.761 | 64561.0749 | 52839.921 | 66221.0414 | 52726.9022 | 48744.2861 | 18032.894 | 3321.1237
P95 | [6 empty] | 472670.9524 | 427945.9369 | 398907.9283 | 342447.3978 | 346064.8122 | 294149.5555 | 306738.4434 | 357070.1521 | 281143.4117 | 260599.7218 | 261797.5446 | 231417.5581 | 191022.8027 | 176613.7642
STARTS - Number Starts
MEAN | [6 empty] | 384.91 | 362.51 | 335.43 | 350.49 | 367.48 | 364.78 | 361.34 | 359.56 | 356.6 | 350.72 | 360.26 | 337.56 | 352.35 | 345.43
P5 | [6 empty] | 323.5 | 291 | 250 | 290.5 | 303.5 | 305 | 311.5 | 287 | 304 | 285.5 | 321 | 267 | 315.5 | 299.5
P95 | [6 empty] | 426.5 | 419 | 396 | 405.5 | 425.5 | 415 | 408.5 | 424 | 401.5 | 398 | 401.5 | 392.5 | 386 | 383.5
VOMCOSTS - VOM Costs
MEAN | [6 empty] | 26294.6735 | 23082.8055 | 19794.414 | 20721.124 | 22095.3131 | 22775.6434 | 23110.8375 | 24124.7602 | 23878.1303 | 24204.0577 | 25845.0203 | 24190.173 | 26321.8698 | 25861.1075
P5 | [6 empty] | 17009.4587 | 16241.2174 | 12152.6096 | 14743.4513 | 16370.2655 | 17502.264 | 18068.352 | 17713.394 | 18599.5903 | 18428.34 | 20551.1182 | 18292.34 | 22163.904 | 21855.29
P95 | [6 empty] | 35008.1795 | 32383.3309 | 30595.337 | 27540.2696 | 29421.6807 | 28694.24 | 29870.7519 | 31686.3291 | 28534.7899 | 29678.9862 | 30952.4989 | 30021.6356 | 30468.627 | 30170.9265
15597: New 2025JAN 18V50DF_NG_B #5
CAPACITYFACTOR - Net Generation Capacity Factor
MEAN | [6 empty] | 0.26644 | 0.22523 | 0.18649 | 0.19072 | 0.199 | 0.21379 | 0.2023 | 0.19878 | 0.19194 | 0.19148 | 0.20328 | 0.18652 | 0.19495 | 0.19003
P5 | [6 empty] | 0.17188 | 0.1546 | 0.11167 | 0.13418 | 0.14281 | 0.15376 | 0.16149 | 0.14864 | 0.14644 | 0.14337 | 0.16417 | 0.14126 | 0.15501 | 0.14707
P95 | [6 empty] | 0.35465 | 0.31454 | 0.2964 | 0.2613 | 0.26962 | 0.26484 | 0.25909 | 0.26935 | 0.23153 | 0.23508 | 0.24495 | 0.23329 | 0.23129 | 0.22832
CO2EMISSIONS - CO2 Emissions
MEAN | [6 empty] | 19282.1968 | 16260.1119 | 13465.5414 | 13782.3144 | 14352.181 | 15406.3307 | 14716.7077 | 14329.1877 | 13941.7162 | 13893.9129 | 14736.8817 | 13555.6025 | 14134.3581 | 13750.7497
P5 | [6 empty] | 12373.6089 | 11189.5302 | 8077.0707 | 9665.3726 | 10309.4631 | 11072.8924 | 11776.0938 | 10663.6031 | 10647.8269 | 10431.7405 | 11969.5481 | 10258.9145 | 11201.0848 | 10659.3932
P95 | [6 empty] | 25645.0152 | 22713.54 | 21481.1769 | 18779.1219 | 19545.7614 | 19035.7314 | 18867.0415 | 19432.9808 | 16825.9273 | 17022.9101 | 17750.968 | 16905.6405 | 16850.0561 | 16532.352
FUELCONSUMED - Fuel Consumed
MEAN | [6 empty] | 315584.236 | 266122.9436 | 220385.2928 | 225569.7931 | 234896.5786 | 252149.4382 | 240862.6461 | 234520.2562 | 228178.6606 | 227396.2836 | 241192.8258 | 221859.2883 | 231331.5559 | 225053.1862
P5 | [6 empty] | 202514.0566 | 183134.7001 | 132194.2835 | 158189.4045 | 168730.984 | 181225.7345 | 192734.7597 | 174527.0549 | 174268.8521 | 170732.2512 | 195900.9511 | 167903.675 | 183323.81 | 174458.1532
P95 | [6 empty] | 419722.0168 | 371743.6994 | 351574.0904 | 307350.6041 | 319897.8961 | 311550.4323 | 308789.5492 | 318052.0593 | 275383.426 | 278607.3666 | 290523.2086 | 276688.0604 | 275778.3315 | 270578.5921
FUELCOST - Fuel Cost
MEAN | [6 empty] | 572052.4175 | 498881.4035 | 434227.8371 | 445394.0021 | 478530.4534 | 519259.3246 | 507070.8145 | 511394.2211 | 503551.8141 | 513158.9269 | 549289.9431 | 532087.0911 | 566405.7887 | 570475.9294
P5 | [6 empty] | 254546.2577 | 263554.2051 | 182028.4827 | 241051.2929 | 263985.3835 | 284243.993 | 316700.4613 | 280085.529 | 288385.2028 | 291342.8446 | 350236.9198 | 317233.4494 | 357273.3321 | 329335.7612
P95 | [6 empty] | 937505.4406 | 941332.2926 | 941525.2889 | 754063.1986 | 837160.4636 | 785827.5818 | 800857.366 | 935413.6118 | 729749.4248 | 754112.0931 | 806382.5616 | 764800.9678 | 823406.4428 | 812660.0984
NETPOS - Net Position (MWh)
MEAN | [6 empty] | 37073.6717 | 31241.1787 | 25853.5807 | 26443.4426 | 27517.0199 | 29514.0723 | 28456.4157 | 27687.3413 | 26916.4772 | 26805.4304 | 28411.9951 | 26115.9614 | 27211.8252 | 26454.4002
P5 | [6 empty] | 23791.595 | 21499.73 | 15508.48 | 18545.065 | 19766.985 | 21213.36 | 22771.12 | 20605.058 | 20557.845 | 20126.4 | 23076.625 | 19765 | 21564.97 | 20507.6
P95 | [6 empty] | 49305.78 | 43636.059 | 41241.093 | 36029.5701 | 37471.865 | 36465.3748 | 36479.5944 | 37545.07 | 32479.1947 | 32838.397 | 34222.67 | 32568.0778 | 32439.9927 | 31804.0498
NETREVENUE - Net Revenue $
MEAN | [6 empty] | 253617.9136 | 214809.4939 | 169273.6167 | 167943.1986 | 173100.8673 | 156608.0498 | 168532.4219 | 173140.5154 | 162300.5875 | 159936.2088 | 148895.6599 | 132227.351 | 112712.8309 | 94428.4467
P5 | [6 empty] | 73546.7093 | 94436.5364 | 55471.5685 | 70859.2603 | 56550.0907 | 48811.0096 | 74885.2786 | 71611.9102 | 64346.7039 | 70219.3882 | 62249.1212 | 48923.2792 | 38582.4343 | 19886.307
P95 | [6 empty] | 462687.1441 | 433210.6069 | 401004.0282 | 339861.5748 | 348747.7875 | 292317.2093 | 299673.8103 | 353336.4172 | 289455.2402 | 264425.185 | 271401.5034 | 239042.8995 | 197217.6739 | 180209.9104
STARTS - Number Starts
MEAN | [6 empty] | 383.9 | 357.48 | 328.04 | 345.4 | 362.26 | 363.66 | 359.53 | 353.02 | 349.13 | 344.05 | 354.84 | 332.04 | 339.3 | 335.87
P5 | [6 empty] | 322.5 | 274 | 241 | 283 | 295.5 | 306.5 | 313.5 | 289.5 | 293 | 285 | 315.5 | 269.5 | 290 | 281.5
P95 | [6 empty] | 426 | 418 | 395.5 | 404.5 | 421.5 | 420 | 408.5 | 415.5 | 399 | 395.5 | 397.5 | 387.5 | 386.5 | 383
VOMCOSTS - VOM Costs
MEAN | [6 empty] | 26322.3069 | 22493.6487 | 19131.6497 | 19832.582 | 21188.1053 | 23020.9764 | 22765.1325 | 22703.6199 | 22340.6761 | 22784.6159 | 24718.4358 | 22982.046 | 24490.6427 | 24338.0482
P5 | [6 empty] | 16892.0324 | 15479.8056 | 11476.2752 | 13908.7987 | 15220.5785 | 16546.4208 | 18216.896 | 16896.1476 | 17063.0114 | 17107.44 | 20076.6637 | 17393.2 | 19408.473 | 18866.992
P95 | [6 empty] | 35007.1038 | 31417.9625 | 30518.4088 | 27022.1776 | 28853.3361 | 28442.9924 | 29183.6755 | 30786.9574 | 26957.7316 | 27912.6375 | 29773.7229 | 28659.9084 | 29195.9934 | 29259.7258
15597: New 2025JAN 18V50DF_NG_B #6
CAPACITYFACTOR - Net Generation Capacity Factor
MEAN | [6 empty] | 0.26445 | 0.23741 | 0.20405 | 0.21728 | 0.22512 | 0.21661 | 0.21904 | 0.22784 | 0.22133 | 0.2162 | 0.22759 | 0.21141 | 0.21647 | 0.19758
P5 | [6 empty] | 0.16951 | 0.17026 | 0.12848 | 0.15583 | 0.17319 | 0.16618 | 0.16903 | 0.16532 | 0.17588 | 0.16512 | 0.19456 | 0.17178 | 0.18678 | 0.16587
P95 | [6 empty] | 0.35367 | 0.3267 | 0.2988 | 0.27907 | 0.28308 | 0.26918 | 0.27563 | 0.28446 | 0.25453 | 0.25982 | 0.26191 | 0.2499 | 0.24674 | 0.23085
CO2EMISSIONS - CO2 Emissions
MEAN | [6 empty] | 19132.9603 | 17157.7679 | 14718.7032 | 15707.9067 | 16240.7337 | 15592.96 | 15931.6694 | 16412.7055 | 16071.2963 | 15692.164 | 16513.9562 | 15357.9889 | 15680.5712 | 14277.0557
P5 | [6 empty] | 12255.8823 | 12293.0514 | 9260.0323 | 11219.2771 | 12511.5264 | 11966.1214 | 12332.7767 | 12024.467 | 12809.6452 | 11968.6372 | 14055.0443 | 12502.3207 | 13573.3859 | 11978.7969
P95 | [6 empty] | 25533.4146 | 23737.1906 | 21417.4225 | 20236.7978 | 20296.2071 | 19442.3907 | 20094.5887 | 20493.6239 | 18525.0462 | 18864.4481 | 18982.0232 | 18094.3018 | 17944.6781 | 16678.4149
FUELCONSUMED - Fuel Consumed
MEAN | [6 empty] | 313141.7395 | 280814.5327 | 240895.3059 | 257085.2155 | 265805.7887 | 255203.9284 | 260747.4542 | 268620.3851 | 263032.6732 | 256827.5609 | 270277.5148 | 251358.2479 | 256637.8257 | 233667.0327
P5 | [6 empty] | 200587.2724 | 201195.6046 | 151555.3562 | 183621.5568 | 204771.299 | 195844.8677 | 201845.7719 | 196799.7866 | 209650.4937 | 195886.0428 | 230033.4584 | 204620.6335 | 222150.3423 | 196052.322
P95 | [6 empty] | 417895.4922 | 388497.3909 | 350530.6472 | 331207.8202 | 332180.1493 | 318206.0666 | 328880.3381 | 335411.1931 | 303192.2454 | 308747.1052 | 310671.4112 | 296142.4189 | 293693.5857 | 272969.1471
FUELCOST - Fuel Cost
MEAN | [6 empty] | 568385.2251 | 522933.4532 | 468905.318 | 502661.4041 | 536631.2923 | 525970.06 | 547955.0829 | 580413.969 | 575736.9103 | 575887.3031 | 612222.6964 | 598217.9612 | 622348.6736 | 590634.4081
P5 | [6 empty] | 253592.3692 | 290161.0963 | 210639.4788 | 278458.3135 | 318229.5788 | 305066.7579 | 332709.8407 | 306571.0694 | 346573.7965 | 342115.8752 | 417927.6437 | 377722.0059 | 439343.5666 | 381344.0569
P95 | [6 empty] | 938055.9306 | 984596.8586 | 934092.8175 | 791727.8453 | 873372.5468 | 815244.6451 | 862290.3609 | 974936.2746 | 801248.4117 | 831422.8864 | 868351.8413 | 828994.1554 | 873751.6967 | 818082.3841
NETPOS - Net Position (MWh)
MEAN | [6 empty] | 36786.4667 | 32965.607 | 28259.5283 | 30137.8969 | 31138.0752 | 29871.7256 | 30805.5122 | 31713.0012 | 31027.6492 | 30274.4321 | 31838.0156 | 29588.1922 | 30188.5665 | 27466.801
P5 | [6 empty] | 23565.1076 | 23619.645 | 17779.84 | 21526.56 | 23989.14 | 22924.3511 | 23847.15 | 23234.73 | 24731.685 | 23091.6 | 27097.6044 | 24086.365 | 26132.26 | 23046
P95 | [6 empty] | 49087.898 | 45601.255 | 41115.3981 | 38825.335 | 38907.6613 | 37243.6124 | 38849.9217 | 39593.8863 | 35763.17 | 36392.287 | 36595.982 | 34857.66 | 34547.305 | 32085.71
NETREVENUE - Net Revenue $
MEAN | [6 empty] | 255403.524 | 207793.0492 | 158518.7071 | 155022.8802 | 159183.7189 | 155390.5707 | 160389.3837 | 154928.5148 | 143283.7581 | 143810.4249 | 128928.4516 | 111896.5573 | 93428.7795 | 86145.3439
P5 | [6 empty] | 78966.5605 | 85206.1932 | 43121.8088 | 57216.7977 | 42874.8786 | 49516.3588 | 69247.3833 | 52517.5086 | 42743.1549 | 54209.753 | 36177.0329 | 28779.6077 | 14134.8492 | 3194.698
P95 | [6 empty] | 465205.0797 | 429260.5802 | 390200.574 | 330138.8244 | 347798.1751 | 287603.317 | 299600.5696 | 348132.9634 | 268908.3607 | 253859.9679 | 255583.3769 | 224510.2398 | 184648.301 | 175449.8024
STARTS - Number Starts
MEAN | [6 empty] | 383.58 | 367.21 | 344.66 | 358.62 | 375.29 | 368.08 | 367.47 | 370.67 | 366.79 | 359.16 | 372.2 | 350.35 | 361.48 | 345.67
P5 | [6 empty] | 318.5 | 292.5 | 261.5 | 298 | 309 | 313 | 318.5 | 313 | 318 | 303 | 339.5 | 300 | 322 | 300
P95 | [6 empty] | 429.5 | 422.5 | 403.5 | 410 | 424 | 422 | 413 | 418 | 404.5 | 408 | 410 | 393 | 401 | 383
VOMCOSTS - VOM Costs
MEAN | [6 empty] | 26118.3914 | 23735.237 | 20912.0509 | 22603.4227 | 23976.3179 | 23299.946 | 24644.4098 | 26004.661 | 25752.9488 | 25733.2673 | 27699.0736 | 26037.6091 | 27169.7099 | 25269.4569
P5 | [6 empty] | 16731.2264 | 17006.1444 | 13157.0816 | 16144.92 | 18471.6378 | 17880.9938 | 19077.72 | 19052.4786 | 20527.2985 | 19627.86 | 23574.9158 | 21196.0012 | 23519.034 | 21202.32
P95 | [6 empty] | 34852.4076 | 32832.9036 | 30425.3946 | 29119.0013 | 29958.8992 | 29050.0176 | 31079.9374 | 32466.9868 | 29683.4311 | 30933.444 | 31838.5043 | 30674.7408 | 31092.5745 | 29518.8532
15597: New 2025JAN 18V50DF_NG_B #7
CAPACITYFACTOR - Net Generation Capacity Factor
MEAN | [6 empty] | 0.26374 | 0.22578 | 0.18636 | 0.18327 | 0.19068 | 0.1925 | 0.19503 | 0.19532 | 0.18872 | 0.18717 | 0.19302 | 0.17696 | 0.17865 | 0.16876
P5 | [6 empty] | 0.16487 | 0.15493 | 0.11913 | 0.12699 | 0.13195 | 0.1405 | 0.15167 | 0.14569 | 0.14416 | 0.14203 | 0.15596 | 0.13711 | 0.14705 | 0.12931
P95 | [6 empty] | 0.35339 | 0.32273 | 0.2982 | 0.2586 | 0.26592 | 0.24938 | 0.25029 | 0.25616 | 0.22392 | 0.22901 | 0.23621 | 0.21618 | 0.21645 | 0.20677
CO2EMISSIONS - CO2 Emissions
MEAN | [6 empty] | 19089.0669 | 16322.696 | 13444.1643 | 13254.9838 | 13739.4026 | 13874.0614 | 14191.5227 | 14070.2361 | 13704.0485 | 13582.4555 | 13996.8672 | 12858.1626 | 12935.7199 | 12201.7198
P5 | [6 empty] | 11965.64 | 11265.5742 | 8626.3994 | 9238.4619 | 9435.5598 | 10186.8881 | 10994.8037 | 10467.9899 | 10434.2601 | 10327.249 | 11365.9974 | 9932.8897 | 10601.4922 | 9296.588
P95 | [6 empty] | 25660.145 | 23279.285 | 21477.804 | 18684.5281 | 19154.4982 | 17957.0375 | 18291.0142 | 18435.1232 | 16358.1687 | 16697.286 | 17117.185 | 15814.156 | 15732.2539 | 14975.266
FUELCONSUMED - Fuel Consumed
MEAN | [6 empty] | 312423.3528 | 267147.2333 | 220035.4216 | 216939.179 | 224867.4734 | 227071.3811 | 232267.1469 | 230282.0966 | 224288.8466 | 222298.7807 | 229081.2957 | 210444.56 | 211713.9095 | 199700.8155
P5 | [6 empty] | 195836.9885 | 184379.2838 | 141184.9334 | 151202.3231 | 154428.1477 | 166724.8463 | 179947.687 | 171325.5306 | 170773.4883 | 169022.0784 | 186022.8706 | 162567.7531 | 173510.5106 | 152153.6499
P95 | [6 empty] | 419969.6405 | 381003.0281 | 351518.8876 | 305802.4238 | 313494.2424 | 293895.8681 | 299361.9339 | 301720.5102 | 267727.8015 | 273278.004 | 280150.3268 | 258824.1563 | 257483.6977 | 245094.3693
FUELCOST - Fuel Cost
MEAN | [6 empty] | 568284.4634 | 500525.1616 | 432478.4341 | 430575.3602 | 459981.9302 | 470005.9053 | 489053.3009 | 500406.4683 | 493199.0678 | 499954.6715 | 522103.2186 | 504654.3243 | 519241.6769 | 510449.6079
P5 | [6 empty] | 245971.2402 | 265081.0495 | 193560.1729 | 228968.0197 | 237605.6567 | 255620.8455 | 298533.6921 | 277535.9944 | 286201.3249 | 293274.6124 | 336659.301 | 304517.5685 | 335185.5685 | 290449.2222
P95 | [6 empty] | 946425.6384 | 966235.7287 | 945325.0679 | 751150.276 | 830638.8082 | 762230.6751 | 786450.6755 | 886461.9268 | 706732.1815 | 742809.7686 | 775526.3451 | 742506.4852 | 761480.0704 | 735723.9449
NETPOS - Net Position (MWh)
MEAN | [6 empty] | 36702.3832 | 31361.0507 | 25812.506 | 25431.6772 | 26342.492 | 26578.8722 | 27440.935 | 27187.2283 | 26457.676 | 26204.7396 | 26985.319 | 24772.4383 | 24904.145 | 23474.2491
P5 | [6 empty] | 23007.165 | 21645.435 | 16563.0645 | 17725.4314 | 18091.395 | 19515.96 | 21260.36 | 20227.14 | 20145.51 | 19924.8 | 21913.2132 | 19136.875 | 20410.6 | 17885.7
P95 | [6 empty] | 49333.6768 | 44722.65 | 41233.0524 | 35848.195 | 36723.9438 | 34396.587 | 35367.61 | 35620.61 | 31581.205 | 32210.2491 | 33001.0219 | 30466.0189 | 30284.1323 | 28809.59
NETREVENUE - Net Revenue $
MEAN | [6 empty] | 256896.64 | 215319.523 | 169683.6706 | 173368.0897 | 178682.4573 | 166921.7343 | 172136.3802 | 174947.7342 | 162658.9262 | 162128.7815 | 152988.3064 | 137395.9178 | 122442.2035 | 110875.1307
P5 | [6 empty] | 78324.1049 | 93754.4943 | 51161.4495 | 74990.3265 | 63326.8108 | 60819.7693 | 79124.3658 | 70633.9258 | 62842.8892 | 69509.5271 | 63245.1618 | 56377.7158 | 45239.2467 | 35940.6504
P95 | [6 empty] | 468755.3276 | 435704.4995 | 402650.1688 | 341955.258 | 357989.9571 | 302893.609 | 306645.7357 | 360485.5596 | 286973.3004 | 272578.5618 | 281789.01 | 248818.6351 | 211752.3115 | 189211.0115
STARTS - Number Starts
MEAN | [6 empty] | 378.9 | 355.78 | 325.63 | 334.7 | 351.22 | 354.19 | 358.33 | 353.03 | 348.32 | 343.43 | 349.03 | 324.87 | 329.52 | 316.63
P5 | [6 empty] | 317 | 273.5 | 244 | 259 | 278 | 281.5 | 298.5 | 272.5 | 291.5 | 277.5 | 308.5 | 263 | 286 | 263
P95 | [6 empty] | 425.5 | 420 | 388.5 | 401.5 | 420.5 | 417 | 406 | 416.5 | 393.5 | 393 | 388.5 | 377.5 | 372 | 367
VOMCOSTS - VOM Costs
MEAN | [6 empty] | 26058.6921 | 22579.9565 | 19101.2545 | 19073.7579 | 20283.7188 | 20731.5203 | 21952.748 | 22293.5272 | 21959.871 | 22274.0287 | 23477.2275 | 21799.7457 | 22413.7305 | 21596.3092
P5 | [6 empty] | 16335.0871 | 15584.7132 | 12256.6677 | 13294.0735 | 13930.3741 | 15222.4488 | 17008.288 | 16586.2548 | 16720.7733 | 16936.08 | 19064.4955 | 16840.45 | 18369.54 | 16454.844
P95 | [6 empty] | 35026.9105 | 32200.308 | 30512.4588 | 26886.1463 | 28277.4367 | 26829.3378 | 28294.088 | 29208.9002 | 26212.4002 | 27378.7117 | 28710.8891 | 26810.0966 | 27255.7191 | 26504.8228
15597: New 2025JAN 18V50DF_NG_B #8
CAPACITYFACTOR - Net Generation Capacity Factor
MEAN | [6 empty] | 0.26132 | 0.22644 | 0.18608 | 0.18423 | 0.19209 | 0.18544 | 0.19167 | 0.18938 | 0.18366 | 0.18338 | 0.1904 | 0.17486 | 0.17975 | 0.16457
P5 | [6 empty] | 0.15944 | 0.15376 | 0.1183 | 0.12571 | 0.13448 | 0.13097 | 0.14669 | 0.144 | 0.13815 | 0.14347 | 0.1565 | 0.13839 | 0.14771 | 0.12517
P95 | [6 empty] | 0.35463 | 0.32481 | 0.29602 | 0.259 | 0.26735 | 0.24595 | 0.24596 | 0.25213 | 0.22076 | 0.22081 | 0.22442 | 0.21229 | 0.21077 | 0.20167
CO2EMISSIONS - CO2 Emissions
MEAN | [6 empty] | 18909.2248 | 16355.4552 | 13437.0095 | 13325.6004 | 13854.6849 | 13357.8072 | 13942.6021 | 13647.8567 | 13344.8575 | 13302.8175 | 13802.6035 | 12699.4421 | 13015.3209 | 11888.3338
P5 | [6 empty] | 11460.7275 | 11133.1707 | 8562.3883 | 9070.3907 | 9599.9575 | 9408.9331 | 10724.1892 | 10335.7468 | 10050.7117 | 10322.8952 | 11284.3306 | 10039.5688 | 10714.4589 | 9055.8858
P95 | [6 empty] | 25718.5433 | 23411.9735 | 21338.5886 | 18579.9133 | 19306.9912 | 17791.3832 | 17901.2556 | 18169.8601 | 16068.1529 | 15985.9137 | 16352.4233 | 15401.4128 | 15404.9248 | 14593.9093
FUELCONSUMED - Fuel Consumed
MEAN | [6 empty] | 309479.9473 | 267683.3907 | 219918.3221 | 218094.9337 | 226754.2537 | 218622.0487 | 228193.1601 | 223369.1766 | 218410.1059 | 217722.0541 | 225901.8569 | 207846.8433 | 213016.7093 | 194571.7477
P5 | [6 empty] | 187573.2821 | 182212.2859 | 140137.2877 | 148451.5659 | 157118.7803 | 153992.3591 | 175518.6451 | 169161.1592 | 164496.1002 | 168950.8212 | 184686.2616 | 164313.7289 | 175359.3931 | 148214.1708
P95 | [6 empty] | 420925.4216 | 383174.6893 | 349240.4034 | 304090.2344 | 315990.0363 | 291184.6675 | 292982.9067 | 297379.0527 | 262981.2264 | 261635.2487 | 267633.7692 | 252068.9494 | 252126.4285 | 238852.853
FUELCOST - Fuel Cost
MEAN | [6 empty] | 563945.0657 | 501848.7526 | 432515.141 | 432795.9737 | 464370.6451 | 454607.9622 | 481055.1261 | 485803.2911 | 480347.2697 | 490304.9915 | 513705.0769 | 497462.1106 | 518314.2714 | 495366.9009
P5 | [6 empty] | 236469.4932 | 261941.5908 | 193588.6776 | 228426.082 | 242578.8559 | 241279.2335 | 287363.6373 | 275043.381 | 281613.782 | 292478.9269 | 339428.8809 | 304773.8903 | 342419.0379 | 281724.9681
P95 | [6 empty] | 944107.0814 | 963634.3004 | 923593.5421 | 747918.4129 | 835690.2959 | 746802.5153 | 761346.0181 | 872332.4778 | 695456.4917 | 711353.9204 | 750123.223 | 717265.8687 | 736193.3842 | 713240.6498
NETPOS - Net Position (MWh)
MEAN | [6 empty] | 36356.3254 | 31424.246 | 25798.6643 | 25567.1295 | 26563.5189 | 25589.8085 | 26959.4671 | 26371.1397 | 25764.3508 | 25665.0769 | 26610.7547 | 24466.5597 | 25057.5909 | 22871.5299
P5 | [6 empty] | 22036.0859 | 21391.44 | 16440.32 | 17403.06 | 18406.605 | 18025.56 | 20737.08 | 19971.39 | 19404.99 | 19916.4 | 21755.13 | 19341.995 | 20628.09 | 17422.205
P95 | [6 empty] | 49442.675 | 44978.2584 | 40967.3908 | 35647.3627 | 37015.6372 | 34080.65 | 34611.88 | 35106.395 | 31021.68 | 30840.25 | 31525.075 | 29672.625 | 29658.035 | 28076.805
NETREVENUE - Net Revenue $
MEAN | [6 empty] | 258249.8369 | 216270.0923 | 170507.5377 | 173224.5104 | 178252.2825 | 171701.9511 | 173261.7535 | 176583.8338 | 165330.0191 | 163359.296 | 154917.508 | 138302.0858 | 121498.7216 | 112865.4257
P5 | [6 empty] | 86305.572 | 95552.2161 | 53928.7456 | 74630.7644 | 64174.7546 | 64735.6124 | 78478.8555 | 73625.0251 | 64912.6598 | 68844.2581 | 65472.4922 | 53082.518 | 43581.9356 | 37406.4105
P95 | [6 empty] | 462663.8118 | 433542.5888 | 407512.837 | 344294.7394 | 355028.9254 | 304882.5532 | 311781.6643 | 367533.9159 | 287456.0224 | 270973.1433 | 286935.9721 | 250428.8517 | 212851.764 | 197972.447
STARTS - Number Starts
MEAN | [6 empty] | 375.96 | 354.86 | 324.51 | 334.39 | 351.48 | 349.29 | 358.8 | 351.43 | 347.45 | 341.66 | 348.75 | 325.93 | 332.17 | 313.24
P5 | [6 empty] | 311 | 281 | 245 | 263.5 | 279.5 | 266.5 | 305.5 | 281 | 288 | 271.5 | 310.5 | 271.5 | 287.5 | 261.5
P95 | [6 empty] | 422 | 417.5 | 395 | 400 | 418 | 412 | 408.5 | 414 | 393 | 393.5 | 387.5 | 374 | 375.5 | 364
VOMCOSTS - VOM Costs
MEAN | [6 empty] | 25812.991 | 22625.4571 | 19091.0116 | 19175.3471 | 20453.9095 | 19960.0506 | 21567.5737 | 21624.3346 | 21384.4112 | 21815.3154 | 23151.3566 | 21530.5725 | 22551.8318 | 21041.8075
P5 | [6 empty] | 15645.621 | 15401.8368 | 12165.8368 | 13052.295 | 14173.0858 | 14059.9368 | 16589.664 | 16376.5398 | 16106.1417 | 16928.94 | 18926.9631 | 17020.9556 | 18565.281 | 16028.4286
P95 | [6 empty] | 35104.2992 | 32384.346 | 30315.8692 | 26735.5221 | 28502.0407 | 26582.907 | 27689.504 | 28787.2439 | 25747.9944 | 26214.2125 | 27426.8152 | 26111.91 | 26692.2315 | 25830.6606
15597: New 2025JAN 18V50DF_NG_B #9
CAPACITYFACTOR - Net Generation Capacity Factor
MEAN | [6 empty] | 0.26584 | 0.22468 | 0.18542 | 0.18428 | 0.19226 | 0.19981 | 0.20331 | 0.1958 | 0.18961 | 0.18809 | 0.19375 | 0.17749 | 0.18441 | 0.17675
P5 | [6 empty] | 0.17068 | 0.15489 | 0.11545 | 0.12651 | 0.13465 | 0.14445 | 0.16013 | 0.14176 | 0.14185 | 0.14163 | 0.15648 | 0.13307 | 0.14793 | 0.13267
P95 | [6 empty] | 0.35411 | 0.3169 | 0.29328 | 0.25833 | 0.26662 | 0.25424 | 0.25776 | 0.2629 | 0.22987 | 0.22939 | 0.2338 | 0.22196 | 0.21997 | 0.21556
CO2EMISSIONS - CO2 Emissions
MEAN | [6 empty] | 19205.9107 | 16232.2307 | 13388.7612 | 13326.7549 | 13866.1261 | 14386.8102 | 14782.2203 | 14116.9658 | 13774.0415 | 13639.0888 | 14055.1748 | 12875.0759 | 13346.9587 | 12776.1551
P5 | [6 empty] | 12406.3338 | 11178.8673 | 8358.7282 | 9150.2901 | 9651.8725 | 10424.5966 | 11640.7866 | 10185.1486 | 10286.071 | 10209.696 | 11336.1982 | 9611.2119 | 10714.4589 | 9596.0579
P95 | [6 empty] | 25755.1161 | 22923.4801 | 21282.7828 | 18701.7723 | 19118.3327 | 18105.0615 | 18723.3297 | 18962.4082 | 16692.1198 | 16576.3849 | 16970.0129 | 16072.2719 | 15954.7259 | 15614.5847
FUELCONSUMED - Fuel Consumed
MEAN | [6 empty] | 314335.6903 | 265666.6242 | 219128.6607 | 218113.8287 | 226941.5071 | 235463.342 | 241934.8661 | 231046.9029 | 225434.3947 | 223225.6759 | 230035.5935 | 210721.3726 | 218444.4956 | 209102.3745
P5 | [6 empty] | 203049.6529 | 182960.185 | 136804.0627 | 149759.2481 | 157968.4537 | 170615.3285 | 190520.2387 | 166696.376 | 168348.1338 | 167098.134 | 185535.1596 | 157302.9769 | 175359.3931 | 157054.958
P95 | [6 empty] | 421523.9954 | 375179.7069 | 348327.0512 | 306084.6536 | 312902.3356 | 296318.5187 | 306437.4739 | 310350.3804 | 273193.4503 | 271299.2626 | 277741.6195 | 263048.6395 | 261124.8095 | 255557.8518
FUELCOST - Fuel Cost
MEAN | [6 empty] | 571196.003 | 497902.3391 | 431037.3163 | 432935.7188 | 464347.7318 | 485688.8368 | 508748.4108 | 502980.5351 | 496477.977 | 503368.5872 | 524877.5027 | 506240.5109 | 535435.1232 | 532622.6568
P5 | [6 empty] | 252702.5862 | 261132.953 | 191546.3245 | 230054.0951 | 244499.6563 | 266778.1692 | 322620.7633 | 268430.5843 | 286434.4408 | 294200.6276 | 332608.1263 | 297121.0844 | 342604.0193 | 301532.5018
P95 | [6 empty] | 954711.8395 | 950263.4995 | 935826.8068 | 751185.2616 | 836299.7925 | 773224.179 | 793293.0566 | 908910.4337 | 720546.4818 | 746412.5814 | 784922.0398 | 744720.696 | 788190.8924 | 777184.7469
NETPOS - Net Position (MWh)
MEAN | [6 empty] | 36926.8851 | 31187.6326 | 25706.0004 | 25569.262 | 26585.409 | 27561.2539 | 28583.2184 | 27277.4279 | 26592.8766 | 26313.7606 | 27097.7542 | 24804.925 | 25695.9662 | 24579.5414
P5 | [6 empty] | 23854.11 | 21478.835 | 16049.28 | 17556.77 | 18506.145 | 19971.36 | 22509.48 | 19680.8 | 19859.4 | 19698 | 21855.95 | 18517.125 | 20628.09 | 18461.85
P95 | [6 empty] | 49517.8794 | 44040.7453 | 40855.9947 | 35881.3038 | 36655.1257 | 34681.1925 | 36202.6904 | 36637.565 | 32224.735 | 31978.24 | 32716.595 | 30961.835 | 30716.135 | 30038.9247
NETREVENUE - Net Revenue $
MEAN | [6 empty] | 255190.1828 | 216034.1283 | 169705.0471 | 172511.886 | 177612.3802 | 163562.197 | 167675.5041 | 175391.2122 | 162836.8727 | 161395.3366 | 153479.6009 | 137468.1178 | 119329.1872 | 106142.3626
P5 | [6 empty] | 77374.5651 | 93307.1455 | 53972.2993 | 75975.812 | 65155.8741 | 58529.5151 | 74720.9323 | 68950.93 | 62884.9181 | 66793.0625 | 69040.5649 | 53375.3291 | 46022.6738 | 33784.7785
P95 | [6 empty] | 462946.5718 | 433276.4556 | 407200.1349 | 344282.8423 | 352753.8748 | 299689.8427 | 306362.6618 | 355351.3783 | 282872.4822 | 268514.1809 | 275324.4205 | 244709.8634 | 203117.2024 | 186936.5646
STARTS - Number Starts
MEAN | [6 empty] | 379.68 | 356.71 | 326.02 | 337.27 | 354.23 | 357.73 | 361.56 | 351.49 | 348.57 | 340.96 | 351 | 326.19 | 333.52 | 322.35
P5 | [6 empty] | 321.5 | 278 | 248 | 267 | 283 | 287 | 309.5 | 280.5 | 289.5 | 277 | 316 | 261 | 285.5 | 265.5
P95 | [6 empty] | 424 | 417.5 | 389 | 401 | 416.5 | 416 | 408.5 | 420.5 | 398.5 | 390 | 396.5 | 377 | 376.5 | 374.5
VOMCOSTS - VOM Costs
MEAN | [6 empty] | 26218.0884 | 22455.0955 | 19022.4403 | 19176.9465 | 20470.7649 | 21497.7781 | 22866.5747 | 22367.4909 | 22072.0875 | 22366.6965 | 23575.0462 | 21828.334 | 23126.3696 | 22613.1781
P5 | [6 empty] | 16936.4181 | 15464.7612 | 11876.4672 | 13167.5775 | 14249.7316 | 15577.6608 | 18007.584 | 16138.256 | 16483.302 | 16743.3 | 19014.6765 | 16295.07 | 18565.281 | 16984.902
P95 | [6 empty] | 35157.6944 | 31709.3366 | 30233.436 | 26910.9779 | 28224.4468 | 27051.3302 | 28962.1523 | 30042.8033 | 26746.5301 | 27181.504 | 28463.4376 | 27246.4148 | 27644.5215 | 27635.8107
15597: New 2026JAN 18V50DF_NG_B #1
CAPACITYFACTOR - Net Generation Capacity Factor
MEAN | [7 empty] | 0.22099 | 0.18135 | 0.17786 | 0.18421 | 0.17755 | 0.17963 | 0.17872 | 0.17155 | 0.17475 | 0.17457 | 0.15924 | 0.15639 | 0.15039
P5 | [7 empty] | 0.15156 | 0.1083 | 0.11602 | 0.11984 | 0.12074 | 0.13472 | 0.12562 | 0.12501 | 0.12309 | 0.13817 | 0.1183 | 0.12609 | 0.11863
P95 | [7 empty] | 0.31596 | 0.28891 | 0.25817 | 0.26704 | 0.24608 | 0.24314 | 0.25147 | 0.21657 | 0.22002 | 0.22196 | 0.20311 | 0.19015 | 0.17983
CO2EMISSIONS - CO2 Emissions
MEAN | [7 empty] | 15972.5992 | 13096.6216 | 12859.562 | 13288.9336 | 12787.8501 | 13064.6 | 12881.25 | 12463.581 | 12674.7554 | 12656.4245 | 11566.7423 | 11333.7525 | 10883.4456
P5 | [7 empty] | 10994.4396 | 7860.4111 | 8399.4848 | 8617.7361 | 8648.2661 | 9807.5918 | 9047.1675 | 9113.6332 | 8951.4435 | 9954.7075 | 8594.0144 | 9124.2351 | 8584.8044
P95 | [7 empty] | 22759.2807 | 20707.5955 | 18810.4968 | 19308.6614 | 17725.0094 | 17638.9733 | 18106.2888 | 15682.9508 | 15908.2508 | 16225.871 | 14786.4903 | 13818.6869 | 13063.7615
FUELCONSUMED - Fuel Consumed
MEAN | [7 empty] | 261417.3349 | 214347.3252 | 210467.4629 | 217494.8218 | 209293.7829 | 213823.2403 | 210822.4222 | 203986.5961 | 207442.8057 | 207142.7905 | 189308.3844 | 185495.1309 | 178125.1325
P5 | [7 empty] | 179941.7278 | 128648.2995 | 137471.1101 | 141043.1441 | 141542.816 | 160517.0515 | 148071.4813 | 149159.2999 | 146504.8032 | 162924.8364 | 140654.9006 | 149332.8165 | 140504.1641
P95 | [7 empty] | 372492.3186 | 338913.1836 | 307864.1042 | 316017.3724 | 290098.3529 | 288690.234 | 296338.6063 | 256676.7726 | 260364.1702 | 265562.536 | 242004.7514 | 226165.0883 | 213809.5176
FUELCOST - Fuel Cost
MEAN | [7 empty] | 490339.7298 | 422991.4374 | 420204.5526 | 447980.7431 | 438735.7994 | 454620.1778 | 462310.8326 | 452544.6819 | 470064.4702 | 475479.2152 | 457903.5834 | 454454.9782 | 451366.5904
P5 | [7 empty] | 258275.8542 | 174740.6549 | 212071.7151 | 217386.5484 | 220912.362 | 268670.2087 | 238658.4217 | 245267.823 | 256995.055 | 303653.9052 | 265292.3942 | 292349.6281 | 268047.1978
P95 | [7 empty] | 944703.9199 | 908165.8551 | 751909.1647 | 833517.2714 | 744408.3959 | 755306.758 | 875484.4552 | 684756.5628 | 711374.1472 | 743271.9655 | 699591.117 | 677990.168 | 632679.1914
NETPOS - Net Position (MWh)
MEAN | [7 empty] | 30689.0873 | 25145.339 | 24673.1025 | 25478.671 | 24497.9656 | 25261.6361 | 24889.8288 | 24062.9216 | 24453.4775 | 24400.9947 | 22284.3278 | 21820.1188 | 20938.3765
P5 | [7 empty] | 21124.88 | 15092.48 | 16115.785 | 16523.2904 | 16568.28 | 18964.68 | 17481.875 | 17595.765 | 17270.4 | 19192.055 | 16557.375 | 17566.5 | 16516.3
P95 | [7 empty] | 43727.985 | 39757.9981 | 36090.0074 | 37015.6686 | 33952.2466 | 34099.1474 | 34984.765 | 30276.735 | 30688.77 | 31281.905 | 28487.495 | 26603.1803 | 25133.3223
NETREVENUE - Net Revenue $
MEAN | [7 empty] | 219146.4362 | 172874.8544 | 177715.0759 | 183661.8479 | 178050.7483 | 181334.2318 | 183670.2209 | 172688.9734 | 169451.1713 | 162498.4876 | 146652.6221 | 133751.322 | 119957.0312
P5 | [7 empty] | 99634.8122 | 57534.2197 | 83330.5183 | 77611.9227 | 80490.3687 | 95016.8868 | 86114.7205 | 76970.8162 | 79828.5746 | 77180.8408 | 60219.901 | 56447.9328 | 42353.7822
P95 | [7 empty] | 441742.9199 | 400199.6394 | 341877.9709 | 356287.9696 | 308672.8291 | 306859.0929 | 360424.087 | 295208.751 | 272640.5536 | 282754.8692 | 254697.3405 | 225673.769 | 209725.0972
STARTS - Number Starts
MEAN | [7 empty] | 349.79 | 319.5 | 324.52 | 340.73 | 334.44 | 341.72 | 338.29 | 333.82 | 331.19 | 337.72 | 312.69 | 315.16 | 302.94
P5 | [7 empty] | 279.5 | 239.5 | 249.5 | 258.5 | 250 | 283.5 | 267.5 | 266 | 253.5 | 291 | 247.5 | 272.5 | 247
P95 | [7 empty] | 412.5 | 388.5 | 397 | 420.5 | 407.5 | 402.5 | 413.5 | 393 | 386 | 379.5 | 365.5 | 355 | 351.5
VOMCOSTS - VOM Costs
MEAN | [7 empty] | 22096.1429 | 18607.5508 | 18504.8269 | 19618.5767 | 19108.4131 | 20209.3089 | 20409.6596 | 19972.2249 | 20785.4558 | 21228.8654 | 19610.2085 | 19638.1069 | 19263.3064
P5 | [7 empty] | 15209.9136 | 11168.4352 | 12086.8388 | 12722.9336 | 12923.2584 | 15171.744 | 14335.1375 | 14604.485 | 14679.84 | 16697.0878 | 14570.49 | 15809.85 | 15194.996
P95 | [7 empty] | 31484.1492 | 29420.9186 | 27067.5056 | 28502.0648 | 26482.7523 | 27279.3179 | 28687.5073 | 25129.6901 | 26085.4545 | 27215.2573 | 25068.9956 | 23942.8623 | 23122.6565
15597: New 2026JAN 18V50DF_NG_B #2
CAPACITYFACTOR - Net Generation Capacity Factor
MEAN | [7 empty] | 0.24794 | 0.2062 | 0.17902 | 0.18515 | 0.17531 | 0.17679 | 0.17714 | 0.17069 | 0.17358 | 0.17459 | 0.15899 | 0.15335 | 0.14464
P5 | [7 empty] | 0.2034 | 0.15984 | 0.1175 | 0.12778 | 0.11841 | 0.13081 | 0.1258 | 0.12348 | 0.12528 | 0.13586 | 0.1157 | 0.11863 | 0.11045
P95 | [7 empty] | 0.31372 | 0.29091 | 0.25374 | 0.26153 | 0.24524 | 0.24368 | 0.24943 | 0.2134 | 0.21775 | 0.2195 | 0.20413 | 0.18976 | 0.18064
CO2EMISSIONS - CO2 Emissions
MEAN | [7 empty] | 17921.9724 | 14895.0761 | 12956.4874 | 13353.6431 | 12629.7342 | 12858.9851 | 12766.0785 | 12394.7987 | 12603.6728 | 12660.4284 | 11544.7245 | 11095.7813 | 10465.3149
P5 | [7 empty] | 14701.2414 | 11541.7923 | 8505.3548 | 9253.8572 | 8449.4553 | 9440.9529 | 9121.2889 | 8961.0856 | 9108.1808 | 9839.074 | 8350.5826 | 8585.4707 | 7985.8646
P95 | [7 empty] | 22666.2462 | 21065.479 | 18413.5624 | 18923.6645 | 17768.4966 | 17820.8214 | 17962.5157 | 15447.9088 | 15769.1883 | 15944.7231 | 14823.2621 | 13756.5688 | 13051.2315
FUELCONSUMED - Fuel Consumed
MEAN | [7 empty] | 293321.9705 | 243781.9335 | 212053.8039 | 218553.8977 | 206705.9601 | 210458.0214 | 208937.4548 | 202860.8631 | 206279.4235 | 207208.3209 | 188948.0272 | 181600.3485 | 171281.7498
P5 | [7 empty] | 240609.5148 | 188900.0377 | 139203.8422 | 151454.2907 | 138288.9582 | 154516.4141 | 149284.597 | 146662.6115 | 149070.0624 | 161032.3073 | 136670.7456 | 140515.0692 | 130701.548
P95 | [7 empty] | 370969.6595 | 344770.5243 | 301367.6332 | 309716.276 | 290810.0915 | 291666.4717 | 293985.5277 | 252829.9308 | 258088.1875 | 260961.0989 | 242606.5812 | 225148.4251 | 213604.4441
FUELCOST - Fuel Cost
MEAN | [7 empty] | 537485.3717 | 467356.4256 | 422509.7255 | 449080.2908 | 433476.1677 | 448868.0255 | 458205.8802 | 450662.3173 | 467659.6762 | 475428.4996 | 456831.798 | 446981.503 | 436136.4389
P5 | [7 empty] | 337044.6514 | 256795.7324 | 213346.3334 | 233876.1049 | 214591.1475 | 257134.1457 | 239696.2001 | 243833.0541 | 257149.9749 | 294956.6011 | 259108.7117 | 273297.0964 | 252623.1903
P95 | [7 empty] | 934583.3989 | 924671.3285 | 742248.0367 | 818511.6805 | 747237.8401 | 759949.3724 | 867447.0881 | 682818.3374 | 727519.0304 | 731540.5839 | 702922.6791 | 678763.1463 | 634313.0619
NETPOS - Net Position (MWh)
MEAN | [7 empty] | 34434.1528 | 28598.2873 | 24859.0513 | 25602.7046 | 24194.8695 | 24864.0635 | 24667.3597 | 23930.0523 | 24316.1915 | 24408.6933 | 22241.936 | 21362.0264 | 20133.881
P5 | [7 empty] | 28246.3123 | 22160.6321 | 16319.325 | 17743.005 | 16187.4 | 18255.72 | 17625.1 | 17301.24 | 17572.8 | 18969.4499 | 16088.375 | 16529.24 | 15364
P95 | [7 empty] | 43548.82 | 40442.0976 | 35326.9094 | 36275.7768 | 34036.5417 | 34455.9105 | 34706.1077 | 29823.0284 | 30420.4167 | 30737.51 | 28558.75 | 26483.3 | 25108.4282
NETREVENUE - Net Revenue $
MEAN | [7 empty] | 200858.1546 | 155614.8543 | 176959.6491 | 182633.1402 | 179411.681 | 184010.8445 | 185853.4884 | 173921.8776 | 170474.9606 | 163921.9074 | 147164.8737 | 135670.7197 | 122893.7922
P5 | [7 empty] | 68226.3334 | 28256.3968 | 80525.0332 | 75543.7651 | 81512.2795 | 95276.7868 | 85809.2529 | 79577.1023 | 85789.2455 | 79434.436 | 66636.0159 | 61407.5521 | 45866.8889
P95 | [7 empty] | 436312.5045 | 407243.1035 | 340830.8685 | 349929.9089 | 303694.3904 | 313614.3227 | 366461.3186 | 290671.0236 | 279852.6082 | 283997.2782 | 253422.5058 | 223753.3364 | 210226.3052
STARTS - Number Starts
MEAN | [7 empty] | 375.96 | 352.67 | 327.17 | 342.44 | 331.72 | 336.93 | 335.94 | 330.98 | 330.87 | 335.57 | 310.02 | 307.66 | 297.36
P5 | [7 empty] | 318 | 288 | 255 | 265 | 248 | 278 | 268.5 | 265.5 | 252 | 288 | 239 | 257 | 250
P95 | [7 empty] | 420.5 | 397 | 396 | 421 | 396.5 | 399 | 408.5 | 391 | 384 | 385.5 | 372 | 356 | 345
VOMCOSTS - VOM Costs
MEAN | [7 empty] | 24792.59 | 21162.7326 | 18644.2885 | 19714.0825 | 18871.9982 | 19891.2508 | 20227.235 | 19861.9434 | 20668.7628 | 21235.5632 | 19572.9037 | 19225.8237 | 18523.1705
P5 | [7 empty] | 20337.3448 | 16398.8677 | 12239.4937 | 13662.1138 | 12626.172 | 14604.576 | 14452.582 | 14360.0292 | 14936.88 | 16503.4214 | 14157.77 | 14876.316 | 14134.88
P95 | [7 empty] | 31355.1504 | 29927.1522 | 26495.1821 | 27932.3481 | 26548.5026 | 27564.7284 | 28459.0083 | 24753.1136 | 25857.3542 | 26741.6337 | 25131.7 | 23834.97 | 23099.7539
15597: New 2026JAN 18V50DF_NG_B #3
CAPACITYFACTOR - Net Generation Capacity Factor
MEAN | [7 empty] | 0.2238 | 0.18411 | 0.18361 | 0.19177 | 0.18014 | 0.18632 | 0.18669 | 0.18176 | 0.18168 | 0.18509 | 0.16921 | 0.17003 | 0.1646
P5 | [7 empty] | 0.14687 | 0.11348 | 0.12321 | 0.13411 | 0.12452 | 0.14271 | 0.1382 | 0.13428 | 0.1359 | 0.15442 | 0.13307 | 0.14335 | 0.12893
P95 | [7 empty] | 0.31912 | 0.29099 | 0.26288 | 0.27126 | 0.24288 | 0.2464 | 0.24957 | 0.21818 | 0.21958 | 0.2254 | 0.20474 | 0.20068 | 0.19611
CO2EMISSIONS - CO2 Emissions
MEAN | [7 empty] | 16165.9894 | 13294.3544 | 13275.2545 | 13827.4975 | 12976.9134 | 13543.0716 | 13456.9256 | 13202.1299 | 13189.3653 | 13420.4325 | 12291.517 | 12307.9358 | 11908.0004
P5 | [7 empty] | 10643.2765 | 8202.7333 | 8877.5993 | 9673.5038 | 9032.9216 | 10348.8208 | 9901.7433 | 9810.994 | 9874.4522 | 11188.2402 | 9619.9059 | 10401.628 | 9339.9894
P95 | [7 empty] | 23102.6716 | 20977.8209 | 18947.0993 | 19616.9917 | 17559.5827 | 17902.3599 | 17844.7455 | 15865.6576 | 16023.8033 | 16277.4125 | 14912.5532 | 14529.6072 | 14218.3111
FUELCONSUMED - Fuel Consumed
MEAN | [7 empty] | 264582.4773 | 217583.5418 | 217270.9407 | 226309.2878 | 212388.1088 | 221654.2003 | 220244.2811 | 216074.1384 | 215865.2262 | 219647.0135 | 201170.4914 | 201439.2109 | 194893.6242
P5 | [7 empty] | 174194.3777 | 134250.9542 | 145296.2241 | 158322.4843 | 147838.3236 | 169375.1354 | 162057.9923 | 160572.7327 | 161611.3296 | 183113.5874 | 157445.2681 | 170239.4108 | 152863.9844
P95 | [7 empty] | 378112.4647 | 343335.8577 | 310099.8244 | 321063.6944 | 287390.8793 | 293000.9798 | 292058.028 | 259667.0646 | 262255.3738 | 266406.096 | 244067.9745 | 237800.4458 | 232705.5822
FUELCOST - Fuel Cost
MEAN | [7 empty] | 496907.2058 | 429511.3943 | 432040.6326 | 463755.7869 | 443234.8557 | 469280.3643 | 479928.009 | 476065.3808 | 486244.2635 | 499807.7066 | 481403.3333 | 490197.5606 | 491431.5723
P5 | [7 empty] | 248591.8815 | 181948.1439 | 221734.2402 | 244929.5691 | 231709.8088 | 282037.0629 | 263552.5204 | 273366.4367 | 282108.2919 | 342833.2802 | 293051.8465 | 332767.9833 | 288637.3713
P95 | [7 empty] | 954940.5606 | 917187.4779 | 748107.9483 | 848001.2362 | 737862.8889 | 767464.5866 | 865421.0345 | 684261.455 | 708538.1439 | 737914.6576 | 700952.6231 | 700703.5446 | 683126.4617
NETPOS - Net Position (MWh)
MEAN | [7 empty] | 31060.1796 | 25524.8156 | 25470.3069 | 26511.2451 | 24860.1037 | 26186.8715 | 26002.296 | 25488.9631 | 25446.278 | 25874.0052 | 23680.5219 | 23695.7558 | 22909.4841
P5 | [7 empty] | 20450.15 | 15749.76 | 17033.555 | 18547.62 | 17305.2 | 20011.24 | 19133.175 | 18942.165 | 19051.2 | 21570.69 | 18533.875 | 20025.81 | 17969.2
P95 | [7 empty] | 44384.4456 | 40271.8051 | 36349.0243 | 37610.5682 | 33636.87 | 34611.5255 | 34478.4977 | 30630.31 | 30911.3 | 31381.0879 | 28730.37 | 27972.415 | 27354.6
NETREVENUE - Net Revenue $
MEAN | [7 empty] | 217722.4037 | 172162.6327 | 174074.4155 | 178973.9362 | 174785.493 | 176150.1465 | 178623.2058 | 165939.3987 | 163945.267 | 156947.2253 | 140651.0851 | 127340.1591 | 113174.1223
P5 | [7 empty] | 96954.929 | 55345.0987 | 76408.8548 | 65156.6341 | 71379.5362 | 83578.5161 | 75714.2748 | 67415.4213 | 69735.8065 | 67628.7822 | 57308.0536 | 49121.7608 | 35275.2806
P95 | [7 empty] | 435215.2883 | 404356.4984 | 337956.7913 | 352784.1845 | 303927.7261 | 314157.514 | 358988.1834 | 289764.1266 | 282534.5723 | 283697.8271 | 252656.0693 | 219006.7938 | 200536.4642
STARTS - Number Starts
MEAN | [7 empty] | 351.6 | 322.16 | 331.32 | 349.34 | 340.68 | 354.28 | 349.74 | 346.59 | 341.64 | 347.23 | 322.83 | 323.56 | 313.04
P5 | [7 empty] | 271.5 | 242 | 260 | 275 | 258.5 | 297 | 273 | 282 | 276 | 308 | 266.5 | 279 | 261.5
P95 | [7 empty] | 418.5 | 386 | 397 | 418.5 | 408 | 404.5 | 411.5 | 393.5 | 393.5 | 384 | 375 | 365 | 368
VOMCOSTS - VOM Costs
MEAN | [7 empty] | 22363.3293 | 18888.3635 | 19102.7302 | 20413.6587 | 19390.8809 | 20949.4972 | 21321.8827 | 21155.8394 | 21629.3363 | 22510.3846 | 20838.8593 | 21326.1802 | 21076.7253
P5 | [7 empty] | 14724.108 | 11654.8224 | 12775.1663 | 14281.6674 | 13498.056 | 16008.992 | 15689.2035 | 15721.997 | 16193.52 | 18766.5003 | 16309.81 | 18023.229 | 16531.664
P95 | [7 empty] | 31956.8008 | 29801.1358 | 27261.7682 | 28960.1375 | 26236.7586 | 27689.2204 | 28272.3681 | 25423.1573 | 26274.605 | 27301.5465 | 25282.7256 | 25175.1735 | 25166.232
15597: New 2028JAN 18V50DF_NG_B #1
CAPACITYFACTOR - Net Generation Capacity Factor
MEAN | [9 empty] | 0.20255 | 0.20407 | 0.17359 | 0.17424 | 0.1735 | 0.16676 | 0.17027 | 0.17186 | 0.1572 | 0.15414 | 0.14244
P5 | [9 empty] | 0.16722 | 0.17009 | 0.11242 | 0.12714 | 0.11879 | 0.12102 | 0.11708 | 0.13213 | 0.11318 | 0.11892 | 0.10287
P95 | [9 empty] | 0.25464 | 0.26222 | 0.24468 | 0.2422 | 0.25205 | 0.21776 | 0.21705 | 0.22378 | 0.20511 | 0.19491 | 0.17886
CO2EMISSIONS - CO2 Emissions
MEAN | [9 empty] | 14653.5921 | 14709.937 | 12501.1583 | 12673.2178 | 12504.1903 | 12121.5269 | 12354.2057 | 12464.263 | 11416.1066 | 11159.6148 | 10297.532
P5 | [9 empty] | 12110.9326 | 12243.2986 | 8125.3074 | 9266.3629 | 8580.6389 | 8808.5379 | 8524.7696 | 9612.922 | 8272.3366 | 8607.1951 | 7447.6868
P95 | [9 empty] | 18361.5542 | 18939.3225 | 17580.5206 | 17588.6816 | 18092.0232 | 15761.0535 | 15680.524 | 16180.3544 | 14938.9906 | 14088.428 | 12983.716
FUELCONSUMED - Fuel Consumed
MEAN | [9 empty] | 239829.6576 | 240751.8325 | 204601.609 | 207417.6405 | 204651.2322 | 198388.3285 | 202196.4924 | 203997.7571 | 186842.9888 | 182645.0862 | 168535.7114
P5 | [9 empty] | 198214.9367 | 200381.3196 | 132983.7552 | 151658.9677 | 140435.988 | 144165.9231 | 139521.5976 | 157330.9664 | 135390.1244 | 140870.6236 | 121893.4002
P95 | [9 empty] | 300516.4346 | 309972.5458 | 287733.5609 | 287867.1298 | 296105.1265 | 257955.0496 | 256637.0541 | 264817.5849 | 244500.6643 | 230579.8364 | 212499.443
FUELCOST - Fuel Cost
MEAN | [9 empty] | 465903.1903 | 483386.4324 | 429567.5228 | 442612.7513 | 450581.2764 | 441850.2783 | 459110.4647 | 469320.669 | 453106.9751 | 451000.6005 | 431786.6925
P5 | [9 empty] | 311155.8297 | 312647.7082 | 211702.9808 | 254273.5135 | 228686.7728 | 238844.0808 | 239313.8107 | 286148.3997 | 248992.2545 | 274784.226 | 232180.3439
P95 | [9 empty] | 744512.3326 | 817791.5348 | 739353.4001 | 754295.6203 | 870240.0157 | 687448.6456 | 699519.0647 | 749449.396 | 706090.7486 | 663094.3369 | 650914.85
NETPOS - Net Position (MWh)
MEAN | [9 empty] | 28115.1705 | 28203.0206 | 23948.8347 | 24504.9228 | 24161.0547 | 23402.4828 | 23834.8747 | 24030.5095 | 21993.9732 | 21484.7703 | 19811.0494
P5 | [9 empty] | 23237.39 | 23474.85 | 15566.4 | 17918.12 | 16580.4 | 17006.715 | 16447.2 | 18533.51 | 15937.625 | 16571.065 | 14328.6
P95 | [9 empty] | 35227.9735 | 36307.2185 | 33676.8615 | 34005.0322 | 34954.2752 | 30428.35 | 30251.7955 | 31193.74 | 28780.485 | 27123.44 | 24978.955
NETREVENUE - Net Revenue $
MEAN | [9 empty] | 159560.3343 | 167355.2902 | 180188.3889 | 185890.6325 | 188198.1888 | 177554.2524 | 172750.6925 | 165194.8886 | 148668.6084 | 136115.0521 | 124829.4017
P5 | [9 empty] | 46049.2353 | 38915.6721 | 83650.9588 | 97447.674 | 91059.0941 | 85005.311 | 88951.386 | 80508.5655 | 67410.6996 | 62733.0817 | 48488.7161
P95 | [9 empty] | 336925.708 | 354804.2794 | 299981.8608 | 310109.019 | 359700.8204 | 295054.7302 | 274579.8456 | 274942.0767 | 253601.2392 | 216339.1103 | 206846.3709
STARTS - Number Starts
MEAN | [9 empty] | 355.76 | 366.22 | 329.21 | 333.38 | 329.57 | 325.08 | 325.72 | 331.77 | 305.98 | 307.11 | 290.24
P5 | [9 empty] | 307 | 307 | 244.5 | 272 | 256 | 254 | 249 | 282 | 232 | 257 | 230.5
P95 | [9 empty] | 402 | 422.5 | 403 | 398 | 412 | 384.5 | 382 | 381.5 | 371 | 361 | 347
VOMCOSTS - VOM Costs
MEAN | [9 empty] | 21086.3779 | 21716.3258 | 18680.0911 | 19603.9383 | 19812.0648 | 19424.0607 | 20259.6435 | 20906.5433 | 19354.6964 | 19336.2933 | 18226.1655
P5 | [9 empty] | 17428.0425 | 18075.6345 | 12141.792 | 14334.496 | 13595.928 | 14115.5734 | 13980.12 | 16124.1537 | 14025.11 | 14913.9585 | 13182.312
P95 | [9 empty] | 26420.9801 | 27956.5582 | 26267.952 | 27204.0257 | 28662.5057 | 25255.5305 | 25714.0262 | 27138.5538 | 25326.8268 | 24411.096 | 22980.6386
15597: New 2030JAN 18V50DF_NG_B #1
CAPACITYFACTOR - Net Generation Capacity Factor
MEAN | [11 empty] | 0.17249 | 0.16948 | 0.16919 | 0.16264 | 0.16693 | 0.16563 | 0.15036 | 0.1466 | 0.1424
P5 | [11 empty] | 0.11428 | 0.12201 | 0.11282 | 0.1145 | 0.11291 | 0.1236 | 0.1053 | 0.10837 | 0.1004
P95 | [11 empty] | 0.24432 | 0.23116 | 0.24944 | 0.21271 | 0.21732 | 0.21727 | 0.20062 | 0.1881 | 0.18398
CO2EMISSIONS - CO2 Emissions
MEAN | [11 empty] | 12434.4401 | 12326.8985 | 12189.8119 | 11817.2245 | 12106.507 | 12007.3638 | 10919.0151 | 10604.2026 | 10303.316
P5 | [11 empty] | 8142.5953 | 8794.97 | 8118.4703 | 8298.5929 | 8198.2335 | 8947.1108 | 7685.4919 | 7877.2563 | 7230.6796
P95 | [11 empty] | 17633.0562 | 16797.9815 | 17973.1753 | 15444.7878 | 15767.1493 | 15790.3474 | 14612.9658 | 13586.1265 | 13366.1488
FUELCONSUMED - Fuel Consumed
MEAN | [11 empty] | 203509.6574 | 201749.5667 | 199505.9229 | 193407.93 | 198142.5035 | 196519.8658 | 178707.2845 | 173554.8712 | 168630.3763
P5 | [11 empty] | 133266.6994 | 143943.8624 | 132871.8545 | 135819.8503 | 134177.3076 | 146433.8918 | 125785.465 | 128923.9982 | 118341.7277
P95 | [11 empty] | 288593.392 | 274926.047 | 294159.9879 | 252778.8504 | 258054.8166 | 258434.4905 | 239164.7424 | 222358.8618 | 218758.5722
FUELCOST - Fuel Cost
MEAN | [11 empty] | 427887.5475 | 430513.3959 | 440264.8425 | 432032.0913 | 451486.2848 | 453686.3897 | 435187.087 | 429587.1709 | 433973.999
P5 | [11 empty] | 210063.5549 | 238826.7974 | 215518.3841 | 228746.425 | 234689.219 | 265835.1702 | 232293.4133 | 248094.2864 | 223843.2388
P95 | [11 empty] | 743850.0339 | 724305.8303 | 862550.8997 | 676480.7021 | 715949.7587 | 721942.5569 | 693268.5976 | 656535.6808 | 665461.6546
NETPOS - Net Position (MWh)
MEAN | [11 empty] | 23820.7376 | 23835.5218 | 23553.6692 | 22814.7739 | 23356.9141 | 23149.5676 | 21036.3458 | 20415.5236 | 19822.2587
P5 | [11 empty] | 15599.52 | 17006.6 | 15687.35 | 16022.16 | 15817.2 | 17249.84 | 14807 | 15165.745 | 13911.1
P95 | [11 empty] | 33777.63 | 32477.7964 | 34727.9707 | 29817.185 | 30415.229 | 30443.045 | 28152.36 | 26155.9214 | 25713.9612
NETREVENUE - Net Revenue $
MEAN | [11 empty] | 181017.2543 | 189498.7525 | 190299.911 | 179550.3151 | 175342.8121 | 170167.8277 | 154093.3085 | 141624.9257 | 126266.4996
P5 | [11 empty] | 83136.5 | 102174.4065 | 95349.3563 | 88477.6596 | 90041.5041 | 87259.1964 | 75907.15 | 67757.9218 | 54396.7651
P95 | [11 empty] | 304796.6221 | 315378.4507 | 354233.4275 | 298472.0588 | 278774.0559 | 280302.5789 | 254875.9356 | 227125.9618 | 207619.0323
STARTS - Number Starts
MEAN | [11 empty] | 327.44 | 327.67 | 323.51 | 317.67 | 318.78 | 321.3 | 295.52 | 293.32 | 288.44
P5 | [11 empty] | 244 | 261.5 | 251 | 248 | 239 | 267.5 | 226.5 | 239.5 | 222.5
P95 | [11 empty] | 399 | 400.5 | 412.5 | 382 | 380.5 | 375.5 | 366 | 353.5 | 349.5
VOMCOSTS - VOM Costs
MEAN | [11 empty] | 18580.1753 | 19068.4175 | 19314.0087 | 18936.2624 | 19853.377 | 20140.1239 | 18511.9843 | 18373.9712 | 18236.478
P5 | [11 empty] | 12167.6256 | 13605.28 | 12863.627 | 13298.3928 | 13444.62 | 15007.3608 | 13030.16 | 13649.1705 | 12798.212
P95 | [11 empty] | 26346.5514 | 25982.2371 | 28476.936 | 24748.2635 | 25852.9447 | 26485.4491 | 24774.0768 | 23540.3292 | 23656.8443
15597: New 2030JAN 18V50DF_NG_B #2
CAPACITYFACTOR - Net Generation Capacity Factor
MEAN | [11 empty] | 0.17281 | 0.17039 | 0.16695 | 0.16028 | 0.16358 | 0.16283 | 0.1477 | 0.14401 | 0.13598
P5 | [11 empty] | 0.11735 | 0.12376 | 0.11231 | 0.11124 | 0.11227 | 0.11942 | 0.098678 | 0.10516 | 0.092449
P95 | [11 empty] | 0.24322 | 0.23272 | 0.24412 | 0.20876 | 0.21315 | 0.21842 | 0.19723 | 0.18844 | 0.18103
CO2EMISSIONS - CO2 Emissions
MEAN | [11 empty] | 12442.657 | 12393.2879 | 12040.9333 | 11639.1142 | 11871.5732 | 11807.6352 | 10723.5459 | 10431.689 | 9834.5746
P5 | [11 empty] | 8453.4555 | 9004.4764 | 8092.3098 | 8063.2336 | 8137.2801 | 8638.1395 | 7205.3263 | 7564.4254 | 6675.1412
P95 | [11 empty] | 17426.3047 | 16942.9495 | 17631.2544 | 15209.7617 | 15483.3304 | 15884.0855 | 14332.4067 | 13636.6287 | 13244.8278
FUELCONSUMED - Fuel Consumed
MEAN | [11 empty] | 203644.1399 | 202836.1351 | 197069.285 | 190492.8669 | 194297.433 | 193250.9845 | 175508.1167 | 170731.4068 | 160958.6684
P5 | [11 empty] | 138354.4268 | 147372.7721 | 132443.696 | 131967.8167 | 133179.7068 | 141377.0794 | 117926.7814 | 123804.016 | 109249.4461
P95 | [11 empty] | 285209.57 | 277298.6832 | 288563.9025 | 248932.2696 | 253409.6634 | 259968.666 | 234572.9416 | 223185.4125 | 216772.9594
FUELCOST - Fuel Cost
MEAN | [11 empty] | 427161.8267 | 432300.8442 | 434535.8213 | 424965.6041 | 442035.3793 | 446691.3399 | 428310.81 | 422009.5842 | 415254.0726
P5 | [11 empty] | 218880.6905 | 250765.6168 | 215507.3789 | 221144.0824 | 228751.5776 | 257845.2067 | 223510.7282 | 240298.3474 | 206618.0168
P95 | [11 empty] | 737261.0961 | 736712.3395 | 845051.1203 | 669011.7885 | 703416.2729 | 729348.8953 | 683625.9433 | 644468.6083 | 666742.697
NETPOS - Net Position (MWh)
MEAN | [11 empty] | 23836.5688 | 23963.7898 | 23266.0951 | 22471.1229 | 22903.8209 | 22764.5133 | 20659.7795 | 20083.293 | 18920.4675
P5 | [11 empty] | 16194.9818 | 17411.7169 | 15636.8 | 15567.75 | 15699.6 | 16654.15 | 13881.495 | 14563.465 | 12842.3
P95 | [11 empty] | 33383.4355 | 32757.4158 | 34066.0261 | 29364.3553 | 29871.0789 | 30623.36 | 27612.24 | 26253.5983 | 25479.675
NETREVENUE - Net Revenue $
MEAN | [11 empty] | 180094.773 | 188187.8195 | 192571.975 | 182122.6543 | 177893.4551 | 171782.7666 | 155493.8348 | 143892.25 | 130863.6793
P5 | [11 empty] | 82196.8863 | 98681.8519 | 97418.3035 | 87564.3867 | 92139.109 | 89125.2478 | 75375.1066 | 70917.8151 | 58598.333
P95 | [11 empty] | 296717.7127 | 317884.4158 | 366287.9274 | 299430.6125 | 275254.6792 | 284887.6001 | 257571.3598 | 229517.6574 | 210302.9311
STARTS - Number Starts
MEAN | [11 empty] | 328.6 | 329.29 | 321.16 | 315.01 | 316.7 | 316.92 | 291.62 | 291.13 | 277.85
P5 | [11 empty] | 243.5 | 268.5 | 245 | 240 | 243.5 | 264 | 216.5 | 238.5 | 212
P95 | [11 empty] | 400 | 389 | 404.5 | 377 | 372.5 | 371 | 366 | 348.5 | 344
VOMCOSTS - VOM Costs
MEAN | [11 empty] | 18592.5237 | 19171.0318 | 19078.198 | 18651.032 | 19468.2478 | 19805.1265 | 18180.606 | 18074.9637 | 17406.8301
P5 | [11 empty] | 12632.0858 | 13929.3735 | 12822.176 | 12921.2325 | 13344.66 | 14489.1105 | 12215.7156 | 13107.1185 | 11814.916
P95 | [11 empty] | 26039.0797 | 26205.9327 | 27934.1414 | 24372.4149 | 25390.4171 | 26642.3232 | 24298.7712 | 23628.2385 | 23441.301
15597: New 2030JAN 18V50DF_NG_B #3
CAPACITYFACTOR - Net Generation Capacity Factor
MEAN | [11 empty] | 0.19385 | 0.19147 | 0.16776 | 0.16127 | 0.16332 | 0.16017 | 0.14446 | 0.14164 | 0.13418
P5 | [11 empty] | 0.16638 | 0.16736 | 0.11911 | 0.11485 | 0.11413 | 0.12104 | 0.099453 | 0.10224 | 0.090548
P95 | [11 empty] | 0.24076 | 0.22946 | 0.2448 | 0.2081 | 0.21439 | 0.2126 | 0.19095 | 0.18624 | 0.17781
CO2EMISSIONS - CO2 Emissions
MEAN | [11 empty] | 13970.0742 | 13929.1082 | 12091.6366 | 11716.292 | 11857.1474 | 11614.3344 | 10499.7884 | 10263.86 | 9709.4894
P5 | [11 empty] | 12006.4383 | 12160.1918 | 8593.7191 | 8316.0269 | 8307.0789 | 8763.9276 | 7229.0572 | 7447.1138 | 6557.9573
P95 | [11 empty] | 17248.4771 | 16637.4173 | 17526.7632 | 15054.9758 | 15490.4931 | 15394.342 | 13891.3641 | 13542.2437 | 12880.2557
FUELCONSUMED - Fuel Consumed
MEAN | [11 empty] | 228642.786 | 227972.3104 | 197899.1265 | 191756.0069 | 194061.3327 | 190087.3062 | 171845.9646 | 167984.6158 | 158911.4469
P5 | [11 empty] | 196504.7191 | 199021.1418 | 140650.0672 | 136105.1861 | 135958.7376 | 143435.8041 | 118315.1744 | 121884.0226 | 107331.543
P95 | [11 empty] | 282299.1343 | 272298.1556 | 286853.7349 | 246398.9489 | 253526.8928 | 251953.2239 | 227354.5687 | 221640.649 | 210806.1496
FUELCOST - Fuel Cost
MEAN | [11 empty] | 466718.1538 | 474013.3182 | 435767.6241 | 427051.1233 | 441144.3982 | 439044.1143 | 418619.6467 | 416051.9293 | 409255.5111
P5 | [11 empty] | 302299.6585 | 339916.1393 | 228806.7137 | 229586.7126 | 232340.0042 | 260988.0708 | 221499.7673 | 233363.0152 | 203757.7754
P95 | [11 empty] | 728111.6892 | 721764.4627 | 854808.7146 | 655012.0991 | 692080.4729 | 700246.5945 | 667690.559 | 642472.6643 | 632260.7339
NETPOS - Net Position (MWh)
MEAN | [11 empty] | 26762.8787 | 26933.5881 | 23364.0071 | 22620.1431 | 22876.0171 | 22391.9312 | 20228.763 | 19760.2477 | 18679.563
P5 | [11 empty] | 23001.84 | 23513.84 | 16605.675 | 16055.82 | 16027.2 | 16896.5281 | 13927.625 | 14337.61 | 12616.85
P95 | [11 empty] | 33042.6746 | 32168.4423 | 33863.2476 | 29065.12 | 29880.8977 | 29679.555 | 26762.11 | 26071.2702 | 24778.275
NETREVENUE - Net Revenue $
MEAN | [11 empty] | 163651.1012 | 170097.9422 | 191044.9648 | 180847.7554 | 177969.2766 | 173706.0365 | 157722.3681 | 145181.0484 | 132168.9244
P5 | [11 empty] | 42256.4618 | 56409.7834 | 92709.3336 | 85718.8254 | 91001.1063 | 90152.8166 | 77776.2019 | 72276.7016 | 58143.5348
P95 | [11 empty] | 301015.5128 | 322871.1243 | 371082.1072 | 293138.1822 | 284496.4299 | 283626.3268 | 262146.8686 | 229729.6432 | 211057.0104
STARTS - Number Starts
MEAN | [11 empty] | 358.77 | 358.37 | 323.28 | 318.36 | 317.4 | 314.55 | 288.36 | 286.5 | 275.69
P5 | [11 empty] | 308.5 | 319 | 248.5 | 246.5 | 239 | 261.5 | 210 | 231.5 | 211
P95 | [11 empty] | 413.5 | 407.5 | 407 | 377.5 | 372.5 | 370.5 | 361 | 342 | 345.5
VOMCOSTS - VOM Costs
MEAN | [11 empty] | 20875.0454 | 21546.8705 | 19158.4858 | 18774.7188 | 19444.6145 | 19480.9802 | 17801.3114 | 17784.2229 | 17185.198
P5 | [11 empty] | 17941.4352 | 18811.072 | 13616.6535 | 13326.3306 | 13623.12 | 14699.9795 | 12256.31 | 12903.849 | 11607.502
P95 | [11 empty] | 25773.2862 | 25734.7538 | 27767.863 | 24124.0496 | 25398.7631 | 25821.2128 | 23550.6568 | 23464.1432 | 22796.013
15597: New 2031JAN 18V50DF_NG_B #1
CAPACITYFACTOR - Net Generation Capacity Factor
MEAN | [12 empty] | 0.17144 | 0.17167 | 0.16435 | 0.16855 | 0.16789 | 0.15342 | 0.15258 | 0.14351
P5 | [12 empty] | 0.12474 | 0.11338 | 0.11565 | 0.11473 | 0.12689 | 0.10684 | 0.11706 | 0.10239
P95 | [12 empty] | 0.23704 | 0.24795 | 0.21536 | 0.21815 | 0.22358 | 0.20422 | 0.19919 | 0.18299
CO2EMISSIONS - CO2 Emissions
MEAN | [12 empty] | 12474.4055 | 12357.2713 | 11940.1897 | 12235.4551 | 12177.266 | 11144.5289 | 11042.9092 | 10377.9303
P5 | [12 empty] | 9065.5845 | 8175.1514 | 8381.4044 | 8333.2018 | 9182.4558 | 7755.0439 | 8459.4694 | 7417.3057
P95 | [12 empty] | 17237.9016 | 17797.9506 | 15689.5647 | 15772.1717 | 16071.5617 | 14729.9863 | 14454.1832 | 13173.7988
FUELCONSUMED - Fuel Consumed
MEAN | [12 empty] | 204163.7559 | 202246.6658 | 195420.4534 | 200252.9479 | 199300.5897 | 182398.1814 | 180735.012 | 169851.5602
P5 | [12 empty] | 148372.9043 | 133799.5312 | 137175.1955 | 136386.2808 | 150285.6926 | 126923.795 | 138452.8542 | 121396.166
P95 | [12 empty] | 282126.0492 | 291292.1531 | 256785.0203 | 258137.016 | 263037.0171 | 241079.9715 | 236566.009 | 215610.4545
FUELCOST - Fuel Cost
MEAN | [12 empty] | 436381.9252 | 445573.5379 | 436256.3265 | 455408.7874 | 459795.1499 | 443736.5953 | 446646.7268 | 436346.388
P5 | [12 empty] | 245622.3616 | 218097.0211 | 230120.4718 | 235676.0347 | 275812.1586 | 242023.9587 | 265648.4144 | 230737.7524
P95 | [12 empty] | 747212.7716 | 862250.3112 | 687273.1636 | 696318.1338 | 729228.8957 | 698576.0401 | 684602.8109 | 647111.0473
NETPOS - Net Position (MWh)
MEAN | [12 empty] | 24120.6914 | 23877.1902 | 23052.3106 | 23605.839 | 23477.1701 | 21470.7319 | 21260.224 | 19965.7488
P5 | [12 empty] | 17529.88 | 15796.875 | 16182.045 | 16077.6 | 17702.76 | 14941 | 16286.655 | 14270.15
P95 | [12 empty] | 33330.0021 | 34385.695 | 30288.135 | 30425.8991 | 30983.99 | 28377.7715 | 27826.8958 | 25344.4881
NETREVENUE - Net Revenue $
MEAN | [12 empty] | 187992.5937 | 189923.8812 | 178420.1561 | 174088.9543 | 168951.5379 | 152694.0147 | 137045.5008 | 124616.7141
P5 | [12 empty] | 100449.4327 | 94321.6815 | 85417.847 | 87773.1461 | 86986.38 | 72487.6936 | 63588.2139 | 50278.5264
P95 | [12 empty] | 316523.209 | 366042.1967 | 299963.1704 | 274187.7349 | 287735.4474 | 257184.303 | 226798.1424 | 208558.272
STARTS - Number Starts
MEAN | [12 empty] | 329.48 | 326.93 | 321.21 | 322.2 | 324.32 | 298.69 | 304.05 | 290.58
P5 | [12 empty] | 265.5 | 250.5 | 246 | 239.5 | 274 | 226 | 256 | 229.5
P95 | [12 empty] | 402 | 411 | 384 | 372.5 | 382 | 363 | 357 | 353.5
VOMCOSTS - VOM Costs
MEAN | [12 empty] | 19296.5531 | 19579.2959 | 19133.4178 | 20064.9632 | 20425.138 | 18894.2441 | 19134.2016 | 18368.4889
P5 | [12 empty] | 14023.904 | 12953.4375 | 13431.0974 | 13665.96 | 15401.4012 | 13148.08 | 14657.9895 | 13128.538
P95 | [12 empty] | 26664.0017 | 28196.2699 | 25139.1521 | 25862.0142 | 26956.0713 | 24972.4389 | 25044.2062 | 23316.9291
15597: New 2032JAN 18V50DF_NG_B #1
CAPACITYFACTOR - Net Generation Capacity Factor
MEAN | [13 empty] | 0.18824 | 0.18192 | 0.17752 | 0.1737 | 0.15576 | 0.1385 | 0.12919
P5 | [13 empty] | 0.15768 | 0.16026 | 0.15244 | 0.15254 | 0.1294 | 0.10279 | 0.085593
P95 | [13 empty] | 0.24338 | 0.21044 | 0.21033 | 0.20949 | 0.18827 | 0.18256 | 0.17422
CO2EMISSIONS - CO2 Emissions
MEAN | [13 empty] | 13566.2988 | 13213.2154 | 12873.2872 | 12606.8444 | 11316.4703 | 10038.5502 | 9349.9678
P5 | [13 empty] | 11419.0514 | 11676.434 | 11041.2746 | 11053.3373 | 9419.944 | 7468.8381 | 6163.0042
P95 | [13 empty] | 17472.2472 | 15215.7911 | 15207.1044 | 15274.8464 | 13686.6999 | 13281.4982 | 12617.4587
FUELCONSUMED - Fuel Consumed
MEAN | [13 empty] | 222034.3497 | 216255.5705 | 210692.0981 | 206331.3323 | 185212.2791 | 164297.058 | 153027.2963
P5 | [13 empty] | 186891.1852 | 191103.6654 | 180708.2592 | 180905.6834 | 154172.5694 | 122239.5769 | 100867.499
P95 | [13 empty] | 285961.4927 | 249030.9507 | 248888.7784 | 249997.4866 | 224004.9083 | 217373.1286 | 206505.0522
FUELCOST - Fuel Cost
MEAN | [13 empty] | 476711.7764 | 469047.7911 | 469745.563 | 467273.5815 | 441526.0212 | 406723.3864 | 395762.7599
P5 | [13 empty] | 319349.852 | 325316.5442 | 315047.1193 | 333153.3901 | 285314.9717 | 236984.6549 | 189890.5224
P95 | [13 empty] | 842371.2436 | 656109.5562 | 684831.5656 | 696568.9432 | 653799.8078 | 625163.2821 | 620940.0239
NETPOS - Net Position (MWh)
MEAN | [13 empty] | 26213.7295 | 25510.14 | 24836.4677 | 24305.401 | 21802.0823 | 19326.5581 | 17988.0616
P5 | [13 empty] | 22065.075 | 22543.785 | 21302.4 | 21310.6 | 18148.625 | 14379.435 | 11857
P95 | [13 empty] | 33758.395 | 29375.47 | 29337.6485 | 29448.76 | 26368.62 | 25569.2716 | 24273.0473
NETREVENUE - Net Revenue $
MEAN | [13 empty] | 174713.0968 | 162017.7751 | 163611.9006 | 159957.9357 | 145713.4347 | 146145.2459 | 134625.2055
P5 | [13 empty] | 53565.1843 | 47094.0851 | 51916.0774 | 58222.0887 | 51090.5242 | 73837.3581 | 63454.1036
P95 | [13 empty] | 371336.4884 | 299080.2336 | 280455.7685 | 295674.4559 | 261603.2785 | 231855.0034 | 209636.019
STARTS - Number Starts
MEAN | [13 empty] | 350.17 | 349.22 | 336.98 | 337.34 | 312.13 | 285 | 268.79
P5 | [13 empty] | 297 | 306 | 288.5 | 302.5 | 266.5 | 232.5 | 197
P95 | [13 empty] | 407.5 | 386 | 380.5 | 376.5 | 361 | 333.5 | 338.5
VOMCOSTS - VOM Costs
MEAN | [13 empty] | 21495.2582 | 21173.4162 | 21110.9975 | 21145.6989 | 19185.8324 | 17393.9023 | 16549.0167
P5 | [13 empty] | 18093.3615 | 18711.3416 | 18107.04 | 18540.222 | 15970.79 | 12941.4915 | 10908.44
P95 | [13 empty] | 27681.8839 | 24381.6401 | 24937.0012 | 25620.4212 | 23204.3856 | 23012.3444 | 22331.2035
15597: New 2035JAN 18V50DF_NG_B #1
CAPACITYFACTOR - Net Generation Capacity Factor
MEAN | [16 empty] | 0.15945 | 0.14427 | 0.13988 | 0.13145
P5 | [16 empty] | 0.12038 | 0.10097 | 0.10328 | 0.089597
P95 | [16 empty] | 0.21121 | 0.19326 | 0.18612 | 0.1748
CO2EMISSIONS - CO2 Emissions
MEAN | [16 empty] | 11572.7747 | 10476.5647 | 10127.5499 | 9513.4335
P5 | [16 empty] | 8733.8771 | 7350.7731 | 7473.183 | 6453.7938
P95 | [16 empty] | 15364.5179 | 14060.8971 | 13421.3153 | 12695.6238
FUELCONSUMED - Fuel Consumed
MEAN | [16 empty] | 189407.1144 | 171465.8703 | 165753.6803 | 155702.6757
P5 | [16 empty] | 142943.979 | 120307.2519 | 122310.6878 | 105626.7401
P95 | [16 empty] | 251465.1046 | 230129.248 | 219661.462 | 207784.3506
FUELCOST - Fuel Cost
MEAN | [16 empty] | 437148.4622 | 417339.0777 | 411179.1322 | 402497.3814
P5 | [16 empty] | 261704.0303 | 225012.9282 | 234014.2169 | 201512.6429
P95 | [16 empty] | 702996.4518 | 670627.2364 | 638151.2059 | 625623.7821
NETPOS - Net Position (MWh)
MEAN | [16 empty] | 22311.791 | 20183.8742 | 19497.9251 | 18302.6279
P5 | [16 empty] | 16838.73 | 14162.125 | 14387.8 | 12416.45
P95 | [16 empty] | 29620.4143 | 27088.735 | 25839.485 | 24423.75
NETREVENUE - Net Revenue $
MEAN | [16 empty] | 173865.2276 | 158342.1517 | 145465.6909 | 133521.5812
P5 | [16 empty] | 90938.9409 | 77589.1177 | 75827.1838 | 58011.8704
P95 | [16 empty] | 289000.8159 | 264823.413 | 226495.0543 | 212808.7607
STARTS - Number Starts
MEAN | [16 empty] | 314.6 | 288.89 | 285.04 | 271.81
P5 | [16 empty] | 265 | 214 | 231.5 | 205
P95 | [16 empty] | 365.5 | 358 | 345 | 343
VOMCOSTS - VOM Costs
MEAN | [16 empty] | 19411.2582 | 17761.8093 | 17548.1326 | 16838.4177
P5 | [16 empty] | 14649.6951 | 12462.67 | 12949.02 | 11423.134
P95 | [16 empty] | 25769.7604 | 23838.0868 | 23255.5365 | 22469.85
15597: New 2037JAN 18V50DF_NG_B #1
CAPACITYFACTOR - Net Generation Capacity Factor
MEAN | [18 empty] | 0.14891 | 0.12748
P5 | [18 empty] | 0.12874 | 0.086907
P95 | [18 empty] | 0.18167 | 0.17073
CO2EMISSIONS - CO2 Emissions
MEAN | [18 empty] | 10790.1449 | 9220.8806
P5 | [18 empty] | 9328.4442 | 6241.1268
P95 | [18 empty] | 13121.8681 | 12330.7001
FUELCONSUMED - Fuel Consumed
MEAN | [18 empty] | 176598.1166 | 150914.5763
P5 | [18 empty] | 152675.0272 | 102146.1011
P95 | [18 empty] | 214760.5256 | 201811.7861
FUELCOST - Fuel Cost
MEAN | [18 empty] | 430296.881 | 389086.6134
P5 | [18 empty] | 296384.6879 | 192680.8524
P95 | [18 empty] | 633700.519 | 606305.6103
NETPOS - Net Position (MWh)
MEAN | [18 empty] | 20773.4522 | 17739.7094
P5 | [18 empty] | 17959.655 | 12007.3
P95 | [18 empty] | 25262.155 | 23722.21
NETREVENUE - Net Revenue $
MEAN | [18 empty] | 135346.1448 | 135681.534
P5 | [18 empty] | 52353.701 | 63722.0844
P95 | [18 empty] | 228797.9922 | 216250.5889
STARTS - Number Starts
MEAN | [18 empty] | 306.32 | 267.67
P5 | [18 empty] | 267.5 | 205
P95 | [18 empty] | 346.5 | 333.5
VOMCOSTS - VOM Costs
MEAN | [18 empty] | 18696.1069 | 16320.5326
P5 | [18 empty] | 16163.6895 | 11046.716
P95 | [18 empty] | 22735.9395 | 21824.4332
15597: New 2038JAN 18V50DF_NG_B #1
CAPACITYFACTOR - Net Generation Capacity Factor
MEAN | [19 empty] | 0.13693
P5 | [19 empty] | 0.11741
P95 | [19 empty] | 0.16576
CO2EMISSIONS - CO2 Emissions
MEAN | [19 empty] | 9901.3266
P5 | [19 empty] | 8467.6205
P95 | [19 empty] | 11925.4241
FUELCONSUMED - Fuel Consumed
MEAN | [19 empty] | 162051.1718
P5 | [19 empty] | 138586.2609
P95 | [19 empty] | 195178.7906
FUELCOST - Fuel Cost
MEAN | [19 empty] | 410225.479
P5 | [19 empty] | 261823.7434
P95 | [19 empty] | 604410.115
NETPOS - Net Position (MWh)
MEAN | [19 empty] | 19048.6952
P5 | [19 empty] | 16290.85
P95 | [19 empty] | 22941.275
NETREVENUE - Net Revenue $
MEAN | [19 empty] | 125232.4719
P5 | [19 empty] | 34924.8283
P95 | [19 empty] | 212250.8919
STARTS - Number Starts
MEAN | [19 empty] | 287.85
P5 | [19 empty] | 249
P95 | [19 empty] | 339.5
VOMCOSTS - VOM Costs
MEAN | [19 empty] | 17524.7996
P5 | [19 empty] | 14987.582
P95 | [19 empty] | 21105.973
15597: New 2040JAN 18V50DF_NG_B #1
CAPACITYFACTOR - Net Generation Capacity Factor
MEAN
P5
P95
CO2EMISSIONS - CO2 Emissions
MEAN
P5
P95
FUELCONSUMED - Fuel Consumed
MEAN
P5
P95
FUELCOST - Fuel Cost
MEAN
P5
P95
NETPOS - Net Position (MWh)
MEAN
P5
P95
NETREVENUE - Net Revenue $
MEAN
P5
P95
STARTS - Number Starts
MEAN
P5
P95
VOMCOSTS - VOM Costs
MEAN
P5
P95
15597: New 2040JAN 18V50DF_NG_B #2
CAPACITYFACTOR - Net Generation Capacity Factor
MEAN
P5
P95
CO2EMISSIONS - CO2 Emissions
MEAN
P5
P95
FUELCONSUMED - Fuel Consumed
MEAN
P5
P95
FUELCOST - Fuel Cost
MEAN
P5
P95
NETPOS - Net Position (MWh)
MEAN
P5
P95
NETREVENUE - Net Revenue $
MEAN
P5
P95
STARTS - Number Starts
MEAN
P5
P95
VOMCOSTS - VOM Costs
MEAN
P5
P95
15597: New 2041JAN 18V50DF_NG_B #1
CAPACITYFACTOR - Net Generation Capacity Factor
MEAN
P5
P95
CO2EMISSIONS - CO2 Emissions
MEAN
P5
P95
FUELCONSUMED - Fuel Consumed
MEAN
P5
P95
FUELCOST - Fuel Cost
MEAN
P5
P95
NETPOS - Net Position (MWh)
MEAN
P5
P95
NETREVENUE - Net Revenue $
MEAN
P5
P95
STARTS - Number Starts
MEAN
P5
P95
VOMCOSTS - VOM Costs
MEAN
P5
P95
15597: New 2043JAN 18V50DF_NG_B #1
CAPACITYFACTOR - Net Generation Capacity Factor
MEAN
P5
P95
CO2EMISSIONS - CO2 Emissions
MEAN
P5
P95
FUELCONSUMED - Fuel Consumed
MEAN
P5
P95
FUELCOST - Fuel Cost
MEAN
P5
P95
NETPOS - Net Position (MWh)
MEAN
P5
P95
NETREVENUE - Net Revenue $
MEAN
P5
P95
STARTS - Number Starts
MEAN
P5
P95
VOMCOSTS - VOM Costs
MEAN
P5
P95
15597: New 2044JAN 18V50DF_NG_B #1
CAPACITYFACTOR - Net Generation Capacity Factor
MEAN
P5
P95
CO2EMISSIONS - CO2 Emissions
MEAN
P5
P95
FUELCONSUMED - Fuel Consumed
MEAN
P5
P95
FUELCOST - Fuel Cost
MEAN
P5
P95
NETPOS - Net Position (MWh)
MEAN
P5
P95
NETREVENUE - Net Revenue $
MEAN
P5
P95
STARTS - Number Starts
MEAN
P5
P95
VOMCOSTS - VOM Costs
MEAN
P5
P95
Simple HR 2018 Basin Creek 1-9 2015 single
CAPACITYFACTOR - Net Generation Capacity Factor
MEAN | 0.031241 | 0.0119 | 0.018591 | 0.12242 | 0.064469 | 0.052483 | 0.04934 | 0.032436 | 0.053512 | 0.052904 | 0.067507 | 0.063766 | 0.062716 | 0.058053 | 0.054022 | 0.055314 | 0.069711 | 0.061544 | 0.058736 | 0.052262
P5 | 0 | 0 | 0.001524 | 0.033094 | 0.037868 | 0.020157 | 0.032743 | 0.02165 | 0.031164 | 0.035451 | 0.036503 | 0.038056 | 0.042093 | 0.03669 | 0.034874 | 0.035381 | 0.044004 | 0.037949 | 0.03466 | 0.029452
P95 | 0.11339 | 0.052224 | 0.054351 | 0.19994 | 0.10157 | 0.072603 | 0.07407 | 0.056996 | 0.10652 | 0.083238 | 0.10878 | 0.095416 | 0.091837 | 0.092513 | 0.07812 | 0.077345 | 0.10236 | 0.089685 | 0.083685 | 0.076038
CO2EMISSIONS - CO2 Emissions
MEAN | 7488.8403 | 2867.474 | 4468.4784 | 29291.73 | 15426.6094 | 12593.585 | 11785.9991 | 7744.8919 | 12796.6389 | 12668.0567 | 16142.3243 | 15222.2297 | 15031.4228 | 13922.6226 | 12926.6234 | 13216.5057 | 16626.6882 | 14764.5758 | 14041.3499 | 12493.9217
P5 | 0.20926 | 0 | 366.4331 | 7965.7302 | 9010.6673 | 4820.0979 | 7836.5409 | 5176.9609 | 7456.4716 | 8440.2278 | 8747.2923 | 9076.8466 | 10127.3611 | 8761.0108 | 8390.247 | 8416.0667 | 10546.1698 | 9118.0426 | 8294.1231 | 7085.7078
P95 | 27112.4307 | 12501.9056 | 13136.334 | 47902.033 | 24340.6523 | 17472.2593 | 17576.9496 | 13553.476 | 25511.6553 | 19993.7802 | 25977.8686 | 22767.6425 | 22094.7749 | 22232.0948 | 18733.5661 | 18524.457 | 24319.3576 | 21435.6393 | 19878.7088 | 18236.0852
FUELCONSUMED - Fuel Consumed
MEAN | 126929.4972 | 48601.2535 | 75736.9213 | 496470.0002 | 261467.9554 | 213450.5926 | 199762.6974 | 131269.3537 | 216892.185 | 214712.8248 | 273598.7173 | 258003.8933 | 254769.8781 | 235976.6549 | 219095.3119 | 224008.572 | 281808.2745 | 250247.0477 | 237988.9809 | 211761.3849
P5 | 3.5468 | 0 | 6210.7306 | 135012.3758 | 152723.175 | 81696.5747 | 132822.7275 | 87745.1006 | 126380.8744 | 143054.7091 | 148259.1919 | 153844.8581 | 171650.1889 | 148491.7087 | 142207.5769 | 142645.1977 | 178748.64 | 154543.095 | 140578.3575 | 120096.7425
P95 | 459532.7245 | 211896.7046 | 222649.7291 | 811898.8649 | 412553.4296 | 296139.9882 | 297914.4 | 229719.9319 | 432400.9371 | 338877.63 | 440302.8573 | 385892.2463 | 374487.7106 | 376815.1669 | 317518.0694 | 313973.8481 | 412192.5019 | 363315.9206 | 336927.267 | 309086.19
FUELCOST - Fuel Cost
MEAN | 130112.9675 | 47983.7818 | 89798.4081 | 632467.1402 | 383096.7939 | 340786.1034 | 356014.6605 | 238737.687 | 432542.4688 | 424035.4128 | 563528.9971 | 541409.5526 | 542093.7377 | 520124.4037 | 487301.4287 | 506571.4563 | 655562.9531 | 612618.3647 | 591083.6309 | 547875.1194
P5 | 4.721 | 0 | 7834.6114 | 262320.1153 | 233502.8977 | 158859.354 | 194752.5746 | 144080.8129 | 177463.7196 | 214064.9728 | 234459.7654 | 241182.5483 | 280408.2889 | 246197.9385 | 235358.6152 | 242055.7922 | 325333.479 | 288995.0381 | 280449.9722 | 229828.472
P95 | 458204.677 | 199589.8407 | 226169.0003 | 1002189.0204 | 523964.2979 | 536858.1367 | 681021.6462 | 562521.9407 | 1175131.0952 | 839107.6921 | 1131197.0487 | 957657.8583 | 959448.5428 | 1133454.0047 | 853766.4825 | 877678.956 | 1145990.6482 | 1047917.9721 | 1011999.3 | 916234.401
NETPOS - Net Position (MWh)
MEAN | 14092.5667 | 5376.7015 | 8383.1847 | 55119.0347 | 29051.8035 | 23727.6412 | 22207.6848 | 14593.3513 | 24112.3766 | 23870.0771 | 30416.533 | 28682.888 | 28323.4246 | 26234.0581 | 24357.3347 | 24903.6131 | 31329.3686 | 27820.5634 | 26457.8604 | 23542.0894
P5 | 0.155 | 0 | 683.7646 | 15002.727 | 16976.0537 | 9082.25 | 14766.0326 | 9754.875 | 14050.125 | 15903.498 | 16482.385 | 17103.375 | 19082.4359 | 16508.25 | 15809.625 | 15858.173 | 19872 | 17181 | 15628.5 | 13351.5
P95 | 51026.4519 | 23453.2571 | 24639.2864 | 90133.0232 | 45825.6671 | 32913.2611 | 33120 | 25538.625 | 48070.0775 | 37674 | 48949.5558 | 42900.75 | 41632.875 | 41891.625 | 35298.7722 | 34905.375 | 45824.625 | 40390.875 | 37456.8522 | 34362
NETREVENUE - Net Revenue $
MEAN | 2973.2068 | 14115.6749 | 51361.3923 | 256794.5545 | 195106.7597 | 203972.0408 | 280850.0121 | 211058.3426 | 259003.7632 | 257835.167 | 316974.131 | 308669.9584 | 308239.5508 | 300728.4144 | 275627.8457 | 278124.1202 | 333341.2202 | 304882.7348 | 281781.5354 | 262776.2127
P5 | -26896.2356 | -1.9781 | 6336.6445 | 95977.8946 | 78263.1722 | 105313.5624 | 123732.9419 | 108792.3829 | 102496.7421 | 113580.5231 | 127842.1757 | 130395.0765 | 156871.2463 | 136273.0515 | 129654.2989 | 136457.0631 | 156016.6496 | 140538.043 | 137605.3239 | 112661.0796
P95 | 34865.6166 | 68784.3632 | 114260.9177 | 415853.6024 | 319255.5947 | 326318.2379 | 558893.3663 | 504267.3353 | 697954.6385 | 550886.7033 | 675582.1151 | 544812.1827 | 553272.2672 | 646826.0631 | 502842.8447 | 477871.6768 | 588696.1247 | 535119.0272 | 455572.7902 | 449963.1117
STARTS - Number Starts
MEAN | 49.24 | 60.28 | 116.12 | 223.27 | 138.08 | 129.3 | 138.84 | 101.38 | 151.45 | 155.74 | 192.79 | 185.9 | 183.08 | 176.7 | 167.47 | 167.27 | 183.71 | 162.59 | 155.96 | 141.52
P5 | 3 | 0 | 39 | 57 | 79.5 | 79.5 | 99.5 | 74.5 | 91.5 | 111.5 | 112 | 107.5 | 128 | 115.5 | 105 | 105 | 124.5 | 103 | 97 | 79
P95 | 152 | 224 | 298 | 381 | 225 | 166.5 | 202.5 | 162 | 256 | 231 | 287.5 | 270.5 | 258 | 249.5 | 233.5 | 225.5 | 251.5 | 232 | 215 | 206.5
VOMCOSTS - VOM Costs
MEAN | 63698.4016 | 24786.5939 | 39400.9679 | 264571.3665 | 142063.319 | 118400.9294 | 113037.1157 | 75739.4934 | 127795.5958 | 128898.4165 | 167595.0971 | 161197.8303 | 162293.2229 | 153469.2401 | 145413.2883 | 151413.9675 | 194555.3792 | 176104.1662 | 170917.7785 | 155142.3688
P5 | 0.7006 | 0 | 3213.6935 | 72013.0895 | 83012.9025 | 45320.4275 | 75159.1061 | 50627.8012 | 74465.6625 | 85878.8894 | 90817.9413 | 96120.9675 | 109342.3578 | 96573.2625 | 94383.4612 | 96417.6917 | 123405.12 | 108755.73 | 100960.11 | 87986.385
P95 | 230639.5625 | 108119.5152 | 115804.646 | 432638.5112 | 224087.5122 | 164237.1731 | 168580.8 | 132545.4637 | 254771.4107 | 203439.6 | 269712.0527 | 241102.215 | 238556.3737 | 245066.0063 | 210733.6702 | 212224.68 | 284570.9213 | 255674.2387 | 241971.2654 | 226445.58
Simple HR 2018 CELP 2015 v2
CAPACITYFACTOR - Net Generation Capacity Factor
MEAN | 1 | 1 | 1 | 1 | 1 | 1
P5 | 1 | 1 | 1 | 1 | 1 | 1
P95 | 1 | 1 | 1 | 1 | 1 | 1
NETPOS - Net Position (MWh)
MEAN | 297402 | 298216.8 | 297402 | 297402 | 297413.55 | 148293.6
P5 | 269220 | 271302.5 | 271005 | 271092.5 | 270305 | 134802.5
P95 | 306600 | 307440 | 306600 | 306600 | 306600 | 152880
NETREVENUE - Net Revenue $
MEAN | -22987896.3381 | -23261897.0744 | -24119644.4114 | -25360347.2146 | -26612373.6789 | -14353356.1878
P5 | -24965436.5113 | -25708181.7311 | -26677376.6455 | -28000558.7541 | -29141297.8036 | -15359669.6715
P95 | -20505808.1233 | -20660079.8116 | -20978547.3414 | -22404466.2152 | -23228356.2402 | -12900338.5925
STARTS - Number Starts
MEAN | 3.71 | 3.68 | 3.69 | 3.66 | 3.67 | 1.83
P5 | 0 | 0 | 0 | 0 | 0 | 0
P95 | 12 | 12 | 12 | 12 | 12 | 6
Simple HR 2018 Colstrip 3 economic dispatch
CAPACITYFACTOR - Net Generation Capacity Factor
MEAN | 0.38852 | 0.36119 | 0.31116 | 0.31878 | 0.37752 | 0.32838 | 0.36829 | 0.3742 | 0.33835 | 0.3389 | 0.39196 | 0.34937 | 0.33572 | 0.3673 | 0.33133 | 0.33096 | 0.38298 | 0.34302 | 0.34029 | 0.36833
P5 | 0.26641 | 0.21569 | 0.17501 | 0.1243 | 0.16935 | 0.13147 | 0.14468 | 0.18454 | 0.14662 | 0.19059 | 0.21771 | 0.18918 | 0.19062 | 0.19156 | 0.17542 | 0.17273 | 0.24291 | 0.18872 | 0.20292 | 0.19075
P95 | 0.46871 | 0.45138 | 0.39681 | 0.51944 | 0.58656 | 0.50108 | 0.56825 | 0.60345 | 0.56178 | 0.51694 | 0.6043 | 0.51222 | 0.52162 | 0.58077 | 0.47614 | 0.47212 | 0.53546 | 0.47821 | 0.46866 | 0.50583
CO2EMISSIONS - CO2 Emissions
MEAN | 299126.8083 | 246167.1033 | 239348.4068 | 246418.457 | 249657.7865 | 254861.0896 | 285134.8596 | 252779.9145 | 261267.0228 | 261995.2136 | 259992.7533 | 270556.6764 | 259537.4216 | 249250.0316 | 255765.2758 | 253748.3445 | 254102.6161 | 266424.063 | 262699.215 | 248362.5745
P5 | 205985.4921 | 144854.7783 | 134962.3008 | 93511.9378 | 111994.2409 | 107119.4382 | 107683.4291 | 125293.6257 | 110425.4359 | 146278.0556 | 145986.1091 | 143212.8238 | 147049.7591 | 129871.13 | 133305.2155 | 134150.4693 | 157927.9163 | 147595.3047 | 155082.1965 | 129076.5107
P95 | 366841.8597 | 316151.7892 | 307872.1384 | 409481.4874 | 393817.1649 | 388046.7765 | 440660.4759 | 402876.4166 | 430542.6019 | 390955.4886 | 399198.7225 | 403970.7696 | 404499.3036 | 384817.8458 | 370644.1164 | 351581.6104 | 360391.1789 | 372882.7825 | 364860.8965 | 341839.2511
FUELCONSUMED - Fuel Consumed
MEAN | 2719334.6208 | 2237882.757 | 2175894.6075 | 2240167.7911 | 2269616.2405 | 2316918.9965 | 2592135.0872 | 2297999.223 | 2375154.7525 | 2381774.6689 | 2363570.4847 | 2459606.1486 | 2359431.1057 | 2265909.3777 | 2325138.8709 | 2306803.1318 | 2310023.7827 | 2422036.9361 | 2388174.682 | 2257841.5859
P5 | 1872595.3824 | 1316861.6205 | 1226930.0077 | 850108.5255 | 1018129.4625 | 973813.0744 | 978940.2642 | 1139032.9606 | 1003867.5988 | 1329800.5052 | 1327146.4467 | 1301934.7617 | 1336815.992 | 1180646.6363 | 1211865.5955 | 1219549.7212 | 1435708.3298 | 1341775.4973 | 1409838.1503 | 1173422.8247
P95 | 3334925.9976 | 2874107.1749 | 2798837.6222 | 3722558.9759 | 3580156.0445 | 3527697.968 | 4006004.326 | 3662512.8781 | 3914023.6538 | 3554140.8053 | 3629079.2957 | 3672461.5419 | 3677266.3966 | 3498344.0531 | 3369491.9669 | 3196196.4586 | 3276283.4444 | 3389843.4777 | 3316917.2412 | 3107629.5556
FUELCOST - Fuel Cost
MEAN | 2610561.236 | 2103609.7916 | 2154135.6614 | 2598594.6377 | 2496577.8646 | 2594949.2761 | 2955033.9994 | 2688659.0909 | 2826434.1555 | 2881947.3494 | 2930827.401 | 3099103.7473 | 3043666.1263 | 2968341.2849 | 3115686.087 | 3160320.2905 | 3234033.2957 | 3439292.4493 | 3462853.2889 | 3341605.5472
P5 | 1797691.5672 | 1237849.9232 | 1214660.7076 | 986125.8896 | 1119942.4088 | 1090670.6433 | 1115991.9011 | 1332668.5639 | 1194602.4426 | 1609058.6113 | 1645661.5939 | 1640437.7997 | 1724492.6297 | 1546647.0936 | 1623899.8979 | 1670783.118 | 2009991.6618 | 1905321.2062 | 2044265.3179 | 1736665.7805
P95 | 3201528.9577 | 2701660.7444 | 2770849.246 | 4318168.4121 | 3938171.6489 | 3951021.7241 | 4566844.9316 | 4285140.0674 | 4657688.148 | 4300510.3744 | 4500058.3267 | 4627301.5428 | 4743673.6516 | 4582830.7095 | 4515119.2357 | 4378789.1483 | 4586796.8222 | 4813577.7383 | 4809529.9998 | 4599291.7422
NETPOS - Net Position (MWh)
MEAN | 256050.2784 | 210524.9454 | 204654.1709 | 210869.0282 | 213704.0593 | 218133.4356 | 244231.954 | 216512.2248 | 223798.6167 | 224430.4136 | 222738.2849 | 231781.0881 | 222328.4744 | 213535.0019 | 219106.7776 | 217389.1292 | 217744.9492 | 228309.8184 | 225123.3067 | 212844.089
P5 | 176242.085 | 123843.7615 | 115362.2968 | 79875.6479 | 95697.3194 | 91489.1755 | 92021.8632 | 107154.2684 | 94434.3177 | 125158.5621 | 124911.6466 | 122532.3887 | 125823.0331 | 111113.871 | 114026.228 | 114778.0885 | 135216.5813 | 126355.8047 | 132789.4668 | 110507.8344
P95 | 314051.9743 | 270379.9006 | 263214.2094 | 350701.4153 | 337400.0593 | 332453.2472 | 377717.6785 | 345355.9483 | 369107.1562 | 335104.0009 | 342225.3078 | 346268.1299 | 346736.296 | 329855.7516 | 317689.6334 | 301326.1286 | 308943.0348 | 319649.1622 | 312776.2595 | 293043.3202
NETREVENUE - Net Revenue $
MEAN | -25552.4308 | 581487.3731 | 595849.9914 | 799360.3425 | 844851.3912 | 628702.497 | 775494.2252 | 581804.2518 | 304284.5937 | 300751.7814 | 379787.3574 | 310364.473 | 324086.4174 | 409950.5909 | 315457.2293 | 317153.4268 | 265287.1741 | 229732.031 | 145901.2691 | 190296.1578
P5 | -887886.506 | -469029.8004 | -442200.961 | -317839.2992 | -229774.3337 | -211394.5482 | -176601.0885 | -162833.0766 | -429843.9932 | -362952.9795 | -335752.2941 | -387718.0611 | -283668.2687 | -233950.6615 | -274380.1034 | -268942.198 | -347959.5094 | -412995.248 | -482587.276 | -421194.477
P95 | 1239588.1438 | 1988355.7661 | 2368818.5426 | 3284837.073 | 2910165.1868 | 2463604.4274 | 2540506.6906 | 2571865.6613 | 2840957.2231 | 1818658.8927 | 2171149.6484 | 1612215.5146 | 1669696.9018 | 2448892.5162 | 1343885.1922 | 1480301.9738 | 1407764.0323 | 1459345.8624 | 1267940.8344 | 1122426.0568
STARTS - Number Starts
MEAN | 8.42 | 5.86 | 5.62 | 5.66 | 5.76 | 4.98 | 51.38 | 47.31 | 154.84 | 131.4 | 14.66 | 14.99 | 14.01 | 13.72 | 12.41 | 13.92 | 195.24 | 189.79 | 242.85 | 221.15
P5 | 3 | 3 | 2 | 2.5 | 2.5 | 2 | 26 | 27.5 | 110 | 99.5 | 4 | 4 | 5 | 6 | 4 | 5 | 157.5 | 151 | 193 | 183.5
P95 | 14 | 9 | 9.5 | 10 | 9 | 8 | 79 | 71.5 | 194 | 170.5 | 28.5 | 27.5 | 27.5 | 25.5 | 23.5 | 28.5 | 239.5 | 227.5 | 287.5 | 267
VOMCOSTS - VOM Costs
MEAN | 862889.4383 | 722100.5627 | 716289.598 | 752802.4307 | 777882.7759 | 811456.3806 | 925639.1057 | 837902.3099 | 881766.5499 | 902210.2626 | 913226.9681 | 971162.759 | 949342.5856 | 928877.2581 | 972834.0926 | 984772.7554 | 1005981.6652 | 1075339.2445 | 1082843.105 | 1042936.0361
P5 | 593935.8264 | 424784.102 | 403768.0387 | 285156.0629 | 348338.2426 | 340339.7327 | 348762.8614 | 414687.0188 | 372071.2116 | 503137.4197 | 512137.751 | 513410.7085 | 537264.3512 | 483345.3387 | 506276.4523 | 519944.7408 | 624700.6057 | 595135.8401 | 638717.3355 | 541488.3886
P95 | 1058355.1534 | 927403.059 | 921249.733 | 1252004.0525 | 1228136.2158 | 1236726.0797 | 1431550.0016 | 1336527.52 | 1454282.1955 | 1347118.0837 | 1403123.7622 | 1450863.4642 | 1480563.9837 | 1434872.5197 | 1410541.9724 | 1365007.3624 | 1427316.8206 | 1505547.5542 | 1504453.8081 | 1435912.269
Simple HR 2018 Colstrip 3 must run
CAPACITYFACTOR - Net Generation Capacity Factor
MEAN | 1 | 1 | 1 | 1 | 1 | 1 | 1 | 1 | 1 | 1 | 1 | 1 | 1 | 1 | 1 | 1 | 1 | 1 | 1 | 1
P5 | 1 | 1 | 1 | 1 | 1 | 1 | 1 | 1 | 1 | 1 | 1 | 1 | 1 | 1 | 1 | 1 | 1 | 1 | 1 | 1
P95 | 1 | 1 | 1 | 1 | 1 | 1 | 1 | 1 | 1 | 1 | 1 | 1 | 1 | 1 | 1 | 1 | 1 | 1 | 1 | 1
CO2EMISSIONS - CO2 Emissions
MEAN | 363155.562 | 321364.989 | 363993.102 | 363315.942 | 312116.8545 | 363866.1345 | 364844.898 | 320232.528 | 365537.6505 | 364019.832 | 314441.028 | 362260.107 | 364733.0775 | 319664.07 | 363810.447 | 362948.4045 | 313285.401 | 364308.516 | 363508.8435 | 318641.202
P5 | 342010.35 | 300979.8 | 346487.625 | 342144 | 294163.65 | 342745.425 | 347735.025 | 303229.575 | 347267.25 | 343636.425 | 293651.325 | 340072.425 | 343680.975 | 301224.825 | 342945.9 | 346242.6 | 294609.15 | 348247.35 | 341743.05 | 303585.975
P95 | 380145.15 | 337844.925 | 384310.575 | 379566 | 330093.225 | 381459.375 | 379811.025 | 335996.1 | 380278.8 | 381392.55 | 327999.375 | 379231.875 | 380145.15 | 334748.7 | 380256.525 | 379677.375 | 330315.975 | 380702.025 | 380367.9 | 333746.325
FUELCONSUMED - Fuel Consumed
MEAN | 3301414.2 | 2921499.9 | 3309028.2 | 3302872.2 | 2837425.95 | 3307873.95 | 3316771.8 | 2911204.8 | 3323069.55 | 3309271.2 | 2858554.8 | 3293273.7 | 3315755.25 | 2906037 | 3307367.7 | 3299530.95 | 2848049.1 | 3311895.6 | 3304625.85 | 2896738.2
P5 | 3109185 | 2736180 | 3149887.5 | 3110400 | 2674215 | 3115867.5 | 3161227.5 | 2756632.5 | 3156975 | 3123967.5 | 2669557.5 | 3091567.5 | 3124372.5 | 2738407.5 | 3117690 | 3147660 | 2678265 | 3165885 | 3106755 | 2759872.5
P95 | 3455865 | 3071317.5 | 3493732.5 | 3450600 | 3000847.5 | 3467812.5 | 3452827.5 | 3054510 | 3457080 | 3467205 | 2981812.5 | 3447562.5 | 3455865 | 3043170 | 3456877.5 | 3451612.5 | 3002872.5 | 3460927.5 | 3457890 | 3034057.5
FUELCOST - Fuel Cost
MEAN | 3169357.632 | 2746209.906 | 3275937.918 | 3831331.752 | 3121168.545 | 3704818.824 | 3781119.852 | 3406109.616 | 3954452.7645 | 4004218.152 | 3544607.952 | 4149524.862 | 4277324.2725 | 3806908.47 | 4431872.718 | 4520357.4015 | 3987268.74 | 4702891.752 | 4791707.4825 | 4287172.536
P5 | 2984817.6 | 2572009.2 | 3118388.625 | 3608064 | 2941636.5 | 3489771.6 | 3603799.35 | 3225260.025 | 3756800.25 | 3780000.675 | 3310251.3 | 3895375.05 | 4030440.525 | 3587313.825 | 4177704.6 | 4312294.2 | 3749571 | 4495556.7 | 4504794.75 | 4084611.3
P95 | 3317630.4 | 2887038.45 | 3458795.175 | 4002696 | 3300932.25 | 3883950 | 3936223.35 | 3573776.7 | 4113925.2 | 4195318.05 | 3697447.5 | 4343928.75 | 4458065.85 | 3986552.7 | 4632215.85 | 4728709.125 | 4204021.5 | 4914517.05 | 5013940.5 | 4490405.1
NETPOS - Net Position (MWh)
MEAN | 244549.2 | 216407.4 | 245113.2 | 244657.2 | 210179.7 | 245027.7 | 245686.8 | 215644.8 | 246153.3 | 245131.2 | 211744.8 | 243946.2 | 245611.5 | 215262 | 244990.2 | 244409.7 | 210966.6 | 245325.6 | 244787.1 | 214573.2
P5 | 230310 | 202680 | 233325 | 230400 | 198090 | 230805 | 234165 | 204195 | 233850 | 231405 | 197745 | 229005 | 231435 | 202845 | 230940 | 233160 | 198390 | 234510 | 230130 | 204435
P95 | 255990 | 227505 | 258795 | 255600 | 222285 | 256875 | 255765 | 226260 | 256080 | 256830 | 220875 | 255375 | 255990 | 225420 | 256065 | 255675 | 222435 | 256365 | 256140 | 224745
NETREVENUE - Net Revenue $
MEAN | -2834990.9589 | -1699959.6555 | -2218827.8997 | -2999084.7479 | -2292507.7439 | -3259174.8767 | -3581017.5916 | -3238088.2639 | -4257004.1176 | -4307358.595 | -3532694.1755 | -4477763.6254 | -4619315.9448 | -3890584.8487 | -4797034.8891 | -4903033.6996 | -4054940.3391 | -5141798.0908 | -5236754.7743 | -4423834.3839
P5 | -3960864.822 | -2957313.0174 | -3722108.4875 | -4759049.3506 | -3624353.739 | -4588358.0154 | -4946726.7552 | -4298201.6466 | -5250458.557 | -5338135.6518 | -4505616.5295 | -5675444.6883 | -5594984.2192 | -4895597.905 | -5859700.9308 | -5983000.2465 | -4846521.5164 | -6123403.5527 | -6233827.0034 | -5437073.2718
P95 | -1567479.4882 | -386273.9627 | -341671.98 | -1001960.8733 | -666059.9616 | -1862565.9258 | -2224236.7814 | -1710316.033 | -2333879.5751 | -2925849.1127 | -1950125.4925 | -3230161.7661 | -3261520.6251 | -2225237.1429 | -3811570.842 | -3645286.8101 | -2923600.0813 | -4008885.9193 | -4164116.8566 | -3442284.8031
STARTS - Number Starts
MEAN | 5.07 | 5.14 | 4.89 | 4.96 | 5.32 | 5.14 | 4.71 | 5.24 | 4.59 | 5.04 | 4.85 | 5.25 | 4.72 | 5.48 | 4.93 | 5.12 | 5.1 | 4.95 | 4.94 | 5.56
P5 | 2 | 2 | 1 | 2 | 2 | 2 | 2 | 2 | 2 | 2 | 2.5 | 2 | 2 | 3 | 2 | 2 | 2 | 2 | 2 | 3
P95 | 9 | 9 | 8.5 | 9 | 9 | 9 | 8 | 8 | 8 | 8.5 | 9 | 9 | 9 | 9 | 9 | 8 | 8.5 | 8 | 9 | 8.5
VOMCOSTS - VOM Costs
MEAN | 824130.804 | 742277.382 | 857896.2 | 873426.204 | 765054.108 | 911503.044 | 931152.972 | 834545.376 | 969844.002 | 985427.424 | 868153.68 | 1022134.578 | 1048761.105 | 936389.7 | 1087756.488 | 1107175.941 | 974665.692 | 1155483.576 | 1177425.951 | 1051408.68
P5 | 776144.7 | 695192.4 | 816637.5 | 822528 | 721047.6 | 858594.6 | 887485.35 | 790234.65 | 921369 | 930248.1 | 810754.5 | 959530.95 | 988227.45 | 882375.75 | 1025373.6 | 1056214.8 | 916561.8 | 1104542.1 | 1106925.3 | 1001731.5
P95 | 862686.3 | 780342.15 | 905782.5 | 912492 | 809117.4 | 955575 | 969349.35 | 875626.2 | 1008955.2 | 1032456.6 | 905587.5 | 1070021.25 | 1093077.3 | 980577 | 1136928.6 | 1158207.75 | 1027649.7 | 1207479.15 | 1232033.4 | 1101250.5
Simple HR 2018 Colstrip 4 economic dispatch
CAPACITYFACTOR - Net Generation Capacity Factor
MEAN | 0.43036 | 0.30619 | 0.29223 | 0.35302 | 0.32924 | 0.31699 | 0.39345 | 0.32659 | 0.33548 | 0.37797 | 0.34917 | 0.34597 | 0.3657 | 0.3295 | 0.32957 | 0.369 | 0.33879 | 0.341 | 0.37565 | 0.33569
P5 | 0.29335 | 0.17095 | 0.16156 | 0.14083 | 0.14356 | 0.12217 | 0.13995 | 0.14591 | 0.14222 | 0.20576 | 0.17741 | 0.18357 | 0.20205 | 0.16771 | 0.16501 | 0.19028 | 0.20995 | 0.18613 | 0.22775 | 0.17461
P95 | 0.52743 | 0.38958 | 0.37395 | 0.57007 | 0.52012 | 0.48776 | 0.61201 | 0.54222 | 0.56144 | 0.56291 | 0.54241 | 0.51843 | 0.56453 | 0.53637 | 0.48061 | 0.51845 | 0.47541 | 0.47463 | 0.50328 | 0.47712
CO2EMISSIONS - CO2 Emissions
MEAN | 290748.417 | 237855.8546 | 225795.7017 | 233656.9161 | 253210.939 | 244849.5375 | 267071.0071 | 250584.7469 | 259993.8383 | 251954.0473 | 269737.0913 | 267243.7093 | 249009.4935 | 253627.4974 | 255122.8539 | 245222.6991 | 261025.6752 | 263606.7102 | 255800.0675 | 259630.7084
P5 | 196872.9715 | 136615.9955 | 125204.8506 | 98204.3436 | 110462.9492 | 96410.0364 | 98096.3264 | 115425.1465 | 112296.692 | 137410.8081 | 137983.6676 | 142090.6859 | 134519.8313 | 131097.5046 | 130302.3953 | 124188.4644 | 158456.9518 | 144087.5294 | 152346.5497 | 132933.1072
P95 | 357699.5766 | 311272.9444 | 289725.1998 | 373403.0065 | 389104.005 | 381092.7066 | 421668.5238 | 411341.1703 | 436532.8363 | 369393.5376 | 419400.2743 | 401637.6506 | 389360.5934 | 407257.161 | 377114.0983 | 351191.8164 | 369246.7287 | 376550.9628 | 341103.3901 | 369003.6774
FUELCONSUMED - Fuel Consumed
MEAN | 2643167.4275 | 2162325.9507 | 2052688.1973 | 2124153.7829 | 2301917.6269 | 2225904.8867 | 2427918.2468 | 2278043.1536 | 2363580.3482 | 2290491.3391 | 2452155.3753 | 2429488.2665 | 2263722.6677 | 2305704.5222 | 2319298.672 | 2229297.2649 | 2372960.6835 | 2396424.6383 | 2325455.1587 | 2360279.1671
P5 | 1789754.2861 | 1241963.5952 | 1138225.9144 | 892766.7602 | 1004208.629 | 876454.8764 | 891784.7857 | 1049319.5134 | 1020879.018 | 1249189.1642 | 1254396.9779 | 1291733.5078 | 1222907.5576 | 1191795.4961 | 1184567.2303 | 1128986.0403 | 1440517.7436 | 1309886.6306 | 1384968.6335 | 1208482.7925
P95 | 3251814.3326 | 2829754.0401 | 2633865.4528 | 3394572.7867 | 3537309.1366 | 3464479.151 | 3833350.2162 | 3739465.1841 | 3968480.3303 | 3358123.0688 | 3812729.7661 | 3651251.3688 | 3539641.7584 | 3702337.8272 | 3428309.9849 | 3192652.8764 | 3356788.4424 | 3423190.5714 | 3100939.91 | 3354578.8856
FUELCOST - Fuel Cost
MEAN | 2537440.7304 | 2032586.3936 | 2032161.3153 | 2464018.3882 | 2532109.3896 | 2493013.4731 | 2767826.8014 | 2665310.4897 | 2812660.6143 | 2771494.5204 | 3040672.6654 | 3061155.2158 | 2920202.2414 | 3020472.9241 | 3107860.2205 | 3054137.2529 | 3322144.9569 | 3402922.9863 | 3371909.98 | 3493213.1672
P5 | 1718164.1146 | 1167445.7795 | 1126843.6553 | 1035609.4418 | 1104629.4919 | 981629.4616 | 1016634.6557 | 1227703.8307 | 1214846.0314 | 1511518.8887 | 1555452.2526 | 1627584.2198 | 1577550.7492 | 1561252.0999 | 1587320.0886 | 1546710.8753 | 2016724.8411 | 1860039.0155 | 2008204.5186 | 1788554.5329
P95 | 3121741.7593 | 2659968.7977 | 2607526.7983 | 3937704.4326 | 3891040.0502 | 3880216.6492 | 4370019.2465 | 4375174.2654 | 4722491.5931 | 4063328.9132 | 4727784.91 | 4600576.7247 | 4566137.8684 | 4850062.5536 | 4593935.3798 | 4373934.4406 | 4699503.8194 | 4860930.6113 | 4496362.8695 | 4964776.7508
NETPOS - Net Position (MWh)
MEAN | 248895.7146 | 203342.7921 | 192989.8719 | 199966.0108 | 216703.274 | 209544.4933 | 228760.6011 | 214604.6995 | 222711.1216 | 215840.0802 | 231079.897 | 228946.9597 | 213315.0724 | 217274.0081 | 218557.7114 | 210093.8972 | 223667.2014 | 225895.7299 | 219217.1645 | 222497.0864
P5 | 168447.6922 | 116765.1299 | 106980.6431 | 83876.7552 | 94348.4926 | 82351.6934 | 83792.7314 | 98655.9401 | 96033.9213 | 117567.2854 | 118030.5116 | 121576.5568 | 115079.3043 | 112150.0177 | 111487.4228 | 106252.7134 | 135669.462 | 123360.4754 | 130469.9219 | 113808.7395
P95 | 306224.3983 | 266099.5947 | 247618.4406 | 319827.5125 | 333263.5327 | 326469.4228 | 361432.0951 | 352597.9232 | 374207.0916 | 316651.3418 | 359513.5682 | 344272.835 | 333769.0477 | 349119.324 | 323240.0499 | 301029.0674 | 316518.0004 | 322801.3491 | 292416.3758 | 316321.6998
NETREVENUE - Net Revenue $
MEAN | 7828.1006 | 566917.9186 | 570125.1053 | 795890.0503 | 847016.0632 | 658490.0626 | 859029.9284 | 640379.2039 | 334165.0043 | 342180.2777 | 354929.232 | 325502.9488 | 362111.5449 | 407611.7243 | 352055.3521 | 363444.5972 | 225315.7805 | 223471.9268 | 179953.6682 | 169965.3464
P5 | -837448.6628 | -439798.6094 | -435443.6452 | -300571.7467 | -181593.8111 | -129008.1137 | -62480.5817 | -55621.2611 | -410342.5903 | -322117.8882 | -346188.8282 | -350794.4958 | -242045.7828 | -200640.9042 | -248678.0598 | -233559.1361 | -372870.428 | -407909.0377 | -406504.4809 | -474170.0815
P95 | 1263280.0399 | 2038193.8766 | 2223927.1226 | 3089362.4857 | 2763268.2053 | 2303498.2238 | 2582967.507 | 2699988.5935 | 2922480.5566 | 1932744.6158 | 1934512.6238 | 1704215.932 | 1775448.2756 | 2551008.6929 | 1423439.5799 | 1511766.5614 | 1343080.0444 | 1441249.1961 | 1281832.5088 | 1149961.3559
STARTS - Number Starts
MEAN | 18.45 | 6.13 | 6.13 | 5.79 | 5.34 | 5.35 | 54.44 | 49.06 | 164.56 | 139.64 | 14.73 | 14.63 | 14.36 | 13.58 | 12.58 | 14.43 | 197.08 | 188.74 | 242.74 | 226.03
P5 | 8 | 3 | 2 | 3 | 2 | 2 | 23.5 | 26 | 126.5 | 100.5 | 5 | 5 | 5 | 5 | 5 | 4 | 162 | 143 | 194 | 194
P95 | 32 | 10.5 | 11 | 9 | 10 | 9 | 86 | 73 | 202.5 | 184.5 | 29 | 29 | 27.5 | 25 | 27 | 29 | 243.5 | 227.5 | 282.5 | 263.5
VOMCOSTS - VOM Costs
MEAN | 838778.5583 | 697465.7768 | 675464.5518 | 713878.6586 | 788799.9173 | 779505.5151 | 867002.6783 | 830520.1871 | 877481.8193 | 867677.1222 | 947427.5775 | 959287.761 | 910855.3593 | 945141.9354 | 970396.2386 | 951725.3541 | 1033342.4704 | 1063968.8879 | 1054434.5612 | 1090235.7233
P5 | 567668.7229 | 400504.3956 | 374432.2508 | 299440.0159 | 343428.5131 | 306348.2995 | 317574.452 | 381798.488 | 378373.6501 | 472620.4872 | 483925.0977 | 509405.7729 | 491388.6294 | 487852.5772 | 495004.1572 | 481324.7916 | 626792.9146 | 581027.8391 | 627560.3243 | 557662.8233
P95 | 1031976.2221 | 912721.6099 | 866664.5422 | 1141784.2197 | 1213079.259 | 1214466.2526 | 1369827.6404 | 1364553.9629 | 1474375.9408 | 1272938.3938 | 1474005.6294 | 1442503.1785 | 1425193.8338 | 1518669.0595 | 1435185.8215 | 1363661.6751 | 1462313.1621 | 1520394.3544 | 1406522.7676 | 1549976.3292
Simple HR 2018 Colstrip 4 must run
CAPACITYFACTOR - Net Generation Capacity Factor
MEAN | 1 | 1 | 1 | 1 | 1 | 1 | 1 | 1 | 1 | 1 | 1 | 1 | 1 | 1 | 1 | 1 | 1 | 1 | 1 | 1
P5 | 1 | 1 | 1 | 1 | 1 | 1 | 1 | 1 | 1 | 1 | 1 | 1 | 1 | 1 | 1 | 1 | 1 | 1 | 1 | 1
P95 | 1 | 1 | 1 | 1 | 1 | 1 | 1 | 1 | 1 | 1 | 1 | 1 | 1 | 1 | 1 | 1 | 1 | 1 | 1 | 1
CO2EMISSIONS - CO2 Emissions
MEAN | 319271.5845 | 364307.625 | 363492.36 | 310712.6385 | 364650.2145 | 365637.4425 | 321728.9625 | 364315.1985 | 362684.6685 | 313852.5225 | 364075.965 | 362218.6755 | 319259.1105 | 363397.914 | 363724.911 | 312722.7345 | 363416.1795 | 365530.5225 | 318577.941 | 365852.619
P5 | 299019.6 | 345953.025 | 342433.575 | 289619.55 | 342923.625 | 346888.575 | 305367.975 | 342923.625 | 344126.475 | 290978.325 | 340250.625 | 339159.15 | 299910.6 | 339515.55 | 341141.625 | 292604.4 | 340785.225 | 342990.45 | 301982.175 | 344304.675
P95 | 335951.55 | 383063.175 | 382417.2 | 328467.15 | 383954.175 | 383686.875 | 336241.125 | 382328.1 | 382261.275 | 330315.975 | 384711.525 | 382795.875 | 335416.95 | 382506.3 | 383419.575 | 332721.675 | 377316.225 | 385803 | 334748.7 | 382016.25
FUELCONSUMED - Fuel Consumed
MEAN | 2902468.95 | 3311887.5 | 3304476 | 2824660.35 | 3315001.95 | 3323976.75 | 2924808.75 | 3311956.35 | 3297133.35 | 2853204.75 | 3309781.5 | 3292897.05 | 2902355.55 | 3303617.4 | 3306590.1 | 2842933.95 | 3303783.45 | 3323004.75 | 2896163.1 | 3325932.9
P5 | 2718360 | 3145027.5 | 3113032.5 | 2632905 | 3117487.5 | 3153532.5 | 2776072.5 | 3117487.5 | 3128422.5 | 2645257.5 | 3093187.5 | 3083265 | 2726460 | 3086505 | 3101287.5 | 2660040 | 3098047.5 | 3118095 | 2745292.5 | 3130042.5
P95 | 3054105 | 3482392.5 | 3476520 | 2986065 | 3490492.5 | 3488062.5 | 3056737.5 | 3475710 | 3475102.5 | 3002872.5 | 3497377.5 | 3479962.5 | 3049245 | 3477330 | 3485632.5 | 3024742.5 | 3430147.5 | 3507300 | 3043170 | 3472875
FUELCOST - Fuel Cost
MEAN | 2786370.192 | 3113174.25 | 3271431.24 | 3276606.006 | 3646502.145 | 3722853.96 | 3334281.975 | 3874988.9295 | 3923588.6865 | 3452377.7475 | 4104129.06 | 4149050.283 | 3744038.6595 | 4327738.794 | 4430830.734 | 3894819.5115 | 4625296.83 | 4718666.745 | 4199436.495 | 4922380.692
P5 | 2609625.6 | 2956325.85 | 3081902.175 | 3054169.8 | 3429236.25 | 3531956.4 | 3164722.65 | 3647460.375 | 3722822.775 | 3200761.575 | 3835552.5 | 3884913.9 | 3517133.4 | 4043321.55 | 4155725.25 | 3644254.8 | 4337266.5 | 4427694.9 | 3980674.125 | 4632462.9
P95 | 2931940.8 | 3273448.95 | 3441754.8 | 3463835.4 | 3839541.75 | 3906630 | 3484680.75 | 4066580.7 | 4135371.975 | 3633475.725 | 4336748.1 | 4384752.75 | 3933526.05 | 4555302.3 | 4670747.55 | 4143897.225 | 4802206.5 | 4980366 | 4412596.5 | 5139855
NETPOS - Net Position (MWh)
MEAN | 214997.7 | 245325 | 244776 | 209234.1 | 245555.7 | 246220.5 | 216652.5 | 245330.1 | 244232.1 | 211348.5 | 245169 | 243918.3 | 214989.3 | 244712.4 | 244932.6 | 210587.7 | 244724.7 | 246148.5 | 214530.6 | 246365.4
P5 | 201360 | 232965 | 230595 | 195030 | 230925 | 233595 | 205635 | 230925 | 231735 | 195945 | 229125 | 228390 | 201960 | 228630 | 229725 | 197040 | 229485 | 230970 | 203355 | 231855
P95 | 226230 | 257955 | 257520 | 221190 | 258555 | 258375 | 226425 | 257460 | 257415 | 222435 | 259065 | 257775 | 225870 | 257580 | 258195 | 224055 | 254085 | 259800 | 225420 | 257250
NETREVENUE - Net Revenue $
MEAN | -2303066.888 | -2160234.8265 | -2229055.9445 | -2339134.0406 | -2973577.4971 | -3282675.9175 | -2930426.2017 | -3926838.1871 | -4222379.1882 | -3476945.1871 | -4428560.7427 | -4472858.3623 | -3830876.0336 | -4678785.0066 | -4807147.023 | -3923840.6781 | -5036242.6057 | -5160437.6962 | -4327888.4631 | -5370314.7827
P5 | -3282339.9891 | -3555157.2481 | -3752500.8253 | -3945115.7911 | -4399109.887 | -4606765.3711 | -4310183.1212 | -5045019.2127 | -5387479.6088 | -4435371.9463 | -5469625.0874 | -5571984.0285 | -4730415.1284 | -5846584.9224 | -5881573.6028 | -5017490.9036 | -5982857.0767 | -6212155.0422 | -5201712.2946 | -6485125.486
P95 | -1141943.725 | -642541.4548 | -462444.1774 | -551306.8528 | -1265212.6537 | -2007010.9187 | -1616085.8658 | -2375026.4134 | -2297911.6835 | -2231331.5845 | -2865656.7898 | -3317779.7655 | -2564656.6028 | -2910626.1125 | -3758922.7979 | -2620941.8558 | -4075455.7566 | -3936654.6774 | -3163074.6816 | -4032417.5842
STARTS - Number Starts
MEAN | 5.61 | 5.25 | 5.25 | 5.64 | 5.29 | 5.17 | 5.16 | 5.05 | 5.39 | 5.33 | 5.15 | 5.48 | 5.62 | 5.37 | 5.25 | 5.21 | 5.28 | 5.15 | 5.65 | 4.76
P5 | 3 | 2 | 2 | 2 | 2 | 1.5 | 3 | 2 | 2 | 2.5 | 1 | 2 | 3 | 2 | 1 | 2 | 2.5 | 1 | 3 | 2
P95 | 9 | 9 | 8 | 10 | 9 | 8 | 9 | 9 | 9 | 9 | 9 | 9.5 | 9 | 10 | 9 | 9 | 9.5 | 9 | 8 | 9
VOMCOSTS - VOM Costs
MEAN | 724542.249 | 841464.75 | 856716 | 746965.737 | 893822.748 | 915940.26 | 821112.975 | 949427.487 | 962274.474 | 849620.97 | 1005192.9 | 1022017.677 | 918004.311 | 1064498.94 | 1087500.744 | 953962.281 | 1130628.114 | 1159359.435 | 1031892.186 | 1207190.46
P5 | 678583.2 | 799069.95 | 807082.5 | 696257.1 | 840567 | 868973.4 | 779356.65 | 893679.75 | 913035.9 | 787698.9 | 939412.5 | 956954.1 | 862369.2 | 994540.5 | 1019979 | 892591.2 | 1060220.7 | 1087868.7 | 978137.55 | 1136089.5
P95 | 762395.1 | 884785.65 | 901320 | 789648.3 | 941140.2 | 961155 | 858150.75 | 996370.2 | 1014215.1 | 894188.7 | 1062166.5 | 1080077.25 | 964464.9 | 1120473 | 1146385.8 | 1014969.15 | 1173872.7 | 1223658 | 1084270.2 | 1260525
Simple HR 2018 David Gates Generating Station updated HRs
CAPACITYFACTOR - Net Generation Capacity Factor
MEAN | 0.10462 | 0.1179 | 0.10983 | 0.037943 | 0.038071 | 0.029251 | 0.052149 | 0.045243 | 0.029954 | 0.033612 | 0.034201 | 0.029365 | 0.03116 | 0.031798 | 0.026521 | 0.029944 | 0.0225 | 0.020282 | 0.019232 | 0.017824
P5 | 0.060724 | 0.058015 | 0.051052 | 0.020814 | 0.020912 | 0.013483 | 0.022107 | 0.022461 | 0.011061 | 0.017763 | 0.015796 | 0.013611 | 0.018244 | 0.017365 | 0.012778 | 0.016804 | 0.010066 | 0.008895 | 0.00954 | 0.007688
P95 | 0.14084 | 0.16282 | 0.15855 | 0.061191 | 0.055854 | 0.042481 | 0.088375 | 0.083421 | 0.069579 | 0.062291 | 0.063808 | 0.049027 | 0.050266 | 0.059269 | 0.044792 | 0.046886 | 0.040325 | 0.036065 | 0.031113 | 0.030355
CO2EMISSIONS - CO2 Emissions
MEAN | 135655.4248 | 153257.5873 | 142926.0101 | 69824.8098 | 70052.8022 | 53983.3193 | 69602.7766 | 61736.267 | 38464.176 | 45529.9812 | 45020.9257 | 36937.6329 | 40939.8474 | 41983.6276 | 33974.3631 | 40644.9586 | 27763.1198 | 24706.0357 | 24139.923 | 22671.5345
P5 | 89913.7289 | 93334.3934 | 80774.9507 | 38450.0427 | 38593.9841 | 24826.1112 | 33188.118 | 33574.6245 | 15956.6905 | 26257.4486 | 23354.5408 | 18647.6165 | 26035.3258 | 24612.6905 | 17997.2208 | 24673.2328 | 13776.2637 | 11033.7995 | 12398.0249 | 9532.3996
P95 | 172730.8837 | 195934.7996 | 193176.9531 | 112608.6524 | 102370.1452 | 78480.916 | 107501.4755 | 103013.2311 | 81465.647 | 77635.7026 | 76191.8667 | 58747.0947 | 61740.2421 | 70520.3622 | 52501.4698 | 59674.4936 | 46691.7673 | 41808.9129 | 37011.5194 | 37210.6982
FUELCONSUMED - Fuel Consumed
MEAN | 2299244.4889 | 2597586.2255 | 2422474.7473 | 1183471.3518 | 1187335.6307 | 914971.5139 | 1179708.0779 | 1046377.4073 | 651935.1867 | 771694.5958 | 763066.5369 | 626061.5737 | 693895.7192 | 711586.9088 | 575836.6624 | 688897.6035 | 470561.3524 | 418746.3683 | 409151.2365 | 384263.2967
P5 | 1523961.5069 | 1581938.8719 | 1369066.9614 | 651695.639 | 654135.3245 | 420781.5465 | 562510.4751 | 569061.4328 | 270452.3817 | 445041.502 | 395839.6752 | 316061.2959 | 441276.7087 | 417164.2463 | 305037.6405 | 418190.3857 | 233495.995 | 187013.5508 | 210136.0149 | 161566.0957
P95 | 2927642.096 | 3320928.806 | 3274185.6464 | 1908621.2265 | 1735087.207 | 1330185.017 | 1822058.9073 | 1745986.9682 | 1380773.6784 | 1315859.3657 | 1291387.5705 | 995713.4697 | 1046444.7805 | 1195260.3766 | 889855.4205 | 1011432.0952 | 791385.8862 | 708625.6419 | 627313.8884 | 630689.8
FUELCOST - Fuel Cost
MEAN | 3250892.6926 | 3636055.2184 | 3559553.1273 | 1841268.6827 | 1925343.0386 | 1580652.4821 | 2138470.2962 | 1932747.9136 | 1334839.8876 | 1522680.1781 | 1559988.6652 | 1338173.0818 | 1465904.2195 | 1550155.7208 | 1308831.7118 | 1529652.0969 | 1113079.5309 | 1047682.5037 | 1027491.7709 | 1006999.3365
P5 | 1656770.3853 | 1522577.2967 | 1402603.1432 | 573565.4326 | 727340.8282 | 505429.0327 | 666795.33 | 773704.0391 | 378998.0638 | 674619.7971 | 555877.4964 | 471518.9098 | 712602.2057 | 672545.022 | 506381.1015 | 701150.8482 | 432912.6349 | 347893.1117 | 439415.4712 | 306656.5956
P95 | 5029908.0123 | 5784065.9303 | 6147136.4314 | 3781772.5315 | 3545284.7014 | 2755972.3292 | 4106165.7085 | 4151240.3583 | 3705419.2288 | 3265207.5287 | 3379613.2813 | 2523233.0657 | 2679094.9219 | 3494569.7918 | 2321395.7858 | 2712201.7054 | 2180795.4286 | 2042196.5807 | 1912759.1608 | 1928617.1257
NETPOS - Net Position (MWh)
MEAN | 133458.9852 | 150661.4388 | 139913.235 | 48398.4844 | 48548.7049 | 37418.6527 | 66472.9011 | 57675.5034 | 38160.0381 | 42958.1728 | 43617.733 | 37400.2494 | 39722.1285 | 40649.3855 | 33814.4315 | 38154.9372 | 28683.0772 | 25909.9497 | 24497.0637 | 22712.808
P5 | 77267.2827 | 74152.1349 | 64772.7486 | 26645.5 | 26745.25 | 17204.25 | 28122.9889 | 28313.1368 | 14060.5391 | 22637.1317 | 20071.7694 | 17346.171 | 23204.3515 | 22210.5442 | 16349.8913 | 21460.1153 | 12809.3657 | 11373.6286 | 12098.2173 | 9775.2785
P95 | 179600.7547 | 205820.9373 | 202174.0848 | 78070.5 | 70941.5 | 54386.5 | 112620.9544 | 106221.4529 | 88289.933 | 79506.5862 | 81757.6579 | 61982.9654 | 64378.3717 | 76033.3585 | 57339.6838 | 59523.6016 | 51489.4623 | 46156.0306 | 39601.1523 | 38805.627
NETREVENUE - Net Revenue $
MEAN | -2658189.3069 | -2605349.6686 | -2414444.3965 | -1841256.3996 | -1952287.7125 | -1510860.759 | -1219528.2967 | -1231943.6124 | -599786.1846 | -919435.8869 | -860337.7189 | -556685.2393 | -800307.6592 | -861212.4755 | -599064.1834 | -973966.7468 | -396904.4916 | -336774.5264 | -413773.7353 | -434594.3271
P5 | -3170830.2902 | -3010293.8755 | -2880957.4928 | -3168755.3757 | -3035133.2737 | -2333776.2167 | -1741391.939 | -1731791.2457 | -1068014.7161 | -1342242.5382 | -1244651.3006 | -868515.3931 | -1113983.9254 | -1237004.6887 | -884212.1738 | -1375221.0341 | -725075.361 | -591387.9069 | -719271.8329 | -831302.3271
P95 | -2011000.8977 | -2081008.2761 | -1687276.6487 | -948955.0284 | -1037405.4388 | -676457.5729 | -737947.7156 | -781417.2078 | -274819.1874 | -573326.6119 | -505290.7847 | -281711.1993 | -551985.4048 | -530906.9614 | -330923.566 | -597381.7376 | -168129.0604 | -124412.573 | -165838.3777 | -129741.0792
STARTS - Number Starts
MEAN | 4365.39 | 4635.18 | 4578.25 | 4198.81 | 4005 | 3327.02 | 3392.18 | 3246.02 | 2131.96 | 2670.98 | 2774.33 | 2095.6 | 2463.33 | 2496.66 | 1985.7 | 2490.11 | 1577.31 | 1424.29 | 1441.57 | 1373.77
P5 | 4104 | 4328 | 4161 | 3081.5 | 2755 | 2089 | 2172.5 | 2133.5 | 1094 | 1784 | 1731 | 1197 | 1772.5 | 1670.5 | 1258 | 1737 | 954 | 677 | 816.5 | 572.5
P95 | 4628.5 | 4890 | 4852.5 | 5211.5 | 4937.5 | 4262 | 4338.5 | 4417.5 | 3503.5 | 3779.5 | 3995.5 | 2931.5 | 3335 | 3580.5 | 2726 | 3220.5 | 2365.5 | 2209.5 | 2132 | 2177
VOMCOSTS - VOM Costs
MEAN | 1211807.5856 | 1395124.9236 | 1320780.9389 | 466077.4049 | 476748.2825 | 374934.9003 | 679353.0488 | 601555.5004 | 405641.2052 | 466096.175 | 482412.1267 | 422248.8156 | 457201.6989 | 477223.7859 | 405096.8892 | 466253.3324 | 357391.1419 | 329315.4607 | 317481.9456 | 300263.3215
P5 | 701586.9266 | 686648.7688 | 611454.7472 | 256596.165 | 262638.355 | 172386.585 | 287416.9467 | 295306.017 | 149463.5301 | 245612.8793 | 221993.7696 | 195838.2706 | 267082.0854 | 260751.7891 | 195871.6977 | 262242.6095 | 159604.6967 | 144558.8193 | 156792.8967 | 129229.1811
P95 | 1630774.8523 | 1905901.8791 | 1908523.361 | 751818.915 | 696645.53 | 544952.73 | 1150986.1544 | 1107889.754 | 938521.9881 | 862646.4608 | 904239.6966 | 699787.6789 | 740995.0577 | 892631.6291 | 686929.4121 | 727378.4118 | 641558.7002 | 586643.1493 | 513230.9334 | 513010.3885
Simple HR 2018 YELP 2015 v2
CAPACITYFACTOR - Net Generation Capacity Factor
MEAN | 1 | 1 | 1 | 1 | 1 | 1 | 1 | 1 | 1 | 1
P5 | 1 | 1 | 1 | 1 | 1 | 1 | 1 | 1 | 1 | 1
P95 | 1 | 1 | 1 | 1 | 1 | 1 | 1 | 1 | 1 | 1
NETPOS - Net Position (MWh)
MEAN | 441110.8 | 443810.12 | 442217.88 | 440909.56 | 441117.04 | 443794.52 | 441470.12 | 442018.72 | 442161.72 | 443669.72
P5 | 428376 | 430456 | 429546 | 428558 | 429520 | 433394 | 427856 | 426790 | 432302 | 432016
P95 | 451490 | 453388 | 451984 | 452140 | 451802 | 453154 | 452062 | 451932 | 451724 | 453362
NETREVENUE - Net Revenue $
MEAN | -35275346.7077 | -35388758.602 | -36157817.4075 | -37352670.513 | -38646439.0203 | -41693927.1929 | -44325614.8855 | -47434656.4571 | -47246724.8718 | -47371456.9381
P5 | -37460725.4416 | -38404330.151 | -38959599.8879 | -40225399.3037 | -41740237.2588 | -44606598.5006 | -47237449.7224 | -49802702.8179 | -49664384.6547 | -49467943.9243
P95 | -32900229.5345 | -32126405.0183 | -32932050.7934 | -33766046.273 | -35512789.463 | -39242463.338 | -41369568.555 | -44430869.6273 | -44271123.1726 | -44751895.3312
STARTS - Number Starts
MEAN | 3.86 | 3.49 | 3.56 | 3.94 | 3.85 | 3.48 | 3.8 | 3.59 | 3.59 | 3.53
P5 | 1 | 1 | 1 | 1 | 1 | 1 | 1 | 1 | 1 | 1
P95 | 7 | 7 | 7 | 7 | 7 | 6 | 7.5 | 7.5 | 6 | 7
Generation Asset - Total
CAPACITYFACTOR - Net Generation Capacity Factor
MEAN | 0.44467 | 0.42426 | 0.4155 | 0.44014 | 0.42141 | 0.37445 | 0.32268 | 0.28975 | 0.2681 | 0.26494 | 0.23803 | 0.22887 | 0.22549 | 0.22204 | 0.21771 | 0.21655 | 0.21624 | 0.20674 | 0.20063 | 0.19079
P5 | 0.40219 | 0.37008 | 0.35866 | 0.37069 | 0.34839 | 0.29189 | 0.23541 | 0.2277 | 0.19818 | 0.20965 | 0.17949 | 0.17128 | 0.1791 | 0.16567 | 0.16752 | 0.16604 | 0.17672 | 0.15887 | 0.16126 | 0.14358
P95 | 0.47733 | 0.45943 | 0.45417 | 0.5029 | 0.4934 | 0.43844 | 0.40306 | 0.3756 | 0.36502 | 0.33077 | 0.31287 | 0.29389 | 0.29016 | 0.29757 | 0.26644 | 0.26343 | 0.26662 | 0.25369 | 0.24318 | 0.23234
CO2EMISSIONS - CO2 Emissions
MEAN | 1415446.637 | 1325820.6331 | 1340024.059 | 1638841.2269 | 1934567.0717 | 2159169.8192 | 2212227.0002 | 2072000.4983 | 1997305.9449 | 1951342.1047 | 1986693.8069 | 2032199.5313 | 1986313.2425 | 1973002.8284 | 1995946.3775 | 1937617.8077 | 1953246.0229 | 1956793.6294 | 1885380.603 | 1837173.1104
P5 | 1204058.7828 | 1062886.1032 | 1084379.6128 | 1263548.4312 | 1503659.8274 | 1606600.4935 | 1558576.5639 | 1589519.9786 | 1441769.5198 | 1534518.6442 | 1538320.7526 | 1571452.8538 | 1613237.2781 | 1517877.1154 | 1569989.6387 | 1521132.8255 | 1594330.0561 | 1544524.7479 | 1533675.2802 | 1429161.9816
P95 | 1577029.9393 | 1499064.963 | 1519922.665 | 2012335.7362 | 2368331.9081 | 2605412.0096 | 2809983.2286 | 2706078.3942 | 2734392.7598 | 2451761.516 | 2537481.8328 | 2548373.7691 | 2514169.2657 | 2559913.9571 | 2417674.2535 | 2293234.4209 | 2368642.4618 | 2339959.7413 | 2240259.0775 | 2178019.801
FUELCONSUMED - Fuel Consumed
MEAN | 13992559.1844 | 13279783.5867 | 13340298.6734 | 18483100.4432 | 23129424.3672 | 26433681.1546 | 27241080.0643 | 25309206.285 | 23628124.6179 | 23299421.9067 | 23760231.8221 | 24106638.3344 | 23865263.5449 | 23695395.9421 | 23683800.3665 | 23197267.8838 | 23322478.6748 | 22882636.9464 | 22144427.4725 | 21412602.956
P5 | 11855709.2452 | 10478506.9411 | 10570760.0018 | 14346722.9625 | 17995201.8534 | 19581123.8664 | 19057692.2826 | 19305339.3264 | 16686323.4449 | 17975644.1786 | 18227147.7963 | 18389973.7296 | 19247392.7433 | 17962615.9431 | 18552849.114 | 18070294.0053 | 19110635.8732 | 17892410.1358 | 18001821.2724 | 16438330.6333
P95 | 15672852.4589 | 15161863.0409 | 15350595.1452 | 22432681.0625 | 28354966.3191 | 31908445.3557 | 34831949.0002 | 33515793.496 | 33188758.8413 | 29775822.6553 | 30822398.0844 | 30648581.4981 | 30236045.9476 | 31165789.2929 | 28803190.7553 | 27802871.4652 | 28467561.7772 | 27751627.8112 | 26569806.4145 | 25714029.9352
FUELCOST - Fuel Cost
MEAN | 14484735.4505 | 13679619.3414 | 14383017.6702 | 23896736.8131 | 31379117.3378 | 37968798.9782 | 41561213.7187 | 39556457.9533 | 37414344.3953 | 37607586.5049 | 39577367.9583 | 40664259.6875 | 41466011.0065 | 42251659.5951 | 42528610.0711 | 42826378.3495 | 43777463.0329 | 43840316.054 | 43389858.941 | 43051272.8353
P5 | 11524207.1542 | 9850993.2273 | 10524065.292 | 15483693.7214 | 20405896.7741 | 22971911.8556 | 22888474.8785 | 25024250.1002 | 21382848.8176 | 24665258.6529 | 25371119.4372 | 25940070.6316 | 28510741.1986 | 26462076.6398 | 28023738.201 | 27895631.6673 | 30876693.0313 | 29051108.7834 | 30383313.438 | 27650313.5493
P95 | 17198414.984 | 16875135.6521 | 18096846.6697 | 33744007.7826 | 45502955.4998 | 53236545.1053 | 62526186.792 | 66206401.3697 | 66906156.9135 | 56783132.1898 | 62308441.2282 | 60338139.9125 | 61541794.2506 | 69750334.553 | 58843044.8998 | 59274341.8671 | 61460889.9979 | 61200071.8076 | 59003187.4413 | 58063058.959
NETPOS - Net Position (MWh)
MEAN | 1850557.245 | 1773665.1978 | 1775449.5425 | 2442861.2874 | 2983920.446 | 3225354.2162 | 3180716.5893 | 2971583.6548 | 2778799.7059 | 2752925.4426 | 2360082.8592 | 2389785.0051 | 2390412.8485 | 2369943.8988 | 2357257.759 | 2313174.2796 | 2339080.8976 | 2265661.5085 | 2199573.4959 | 2115241.5069
P5 | 1666007.6286 | 1541521.0988 | 1540192.0897 | 2061484.9745 | 2469215.5264 | 2520294.3909 | 2319392.7386 | 2330305.4486 | 2053136.3555 | 2178583.6467 | 1785135.5433 | 1786722.6711 | 1901702.0036 | 1763967.6986 | 1817686.9205 | 1772906.5705 | 1904386.516 | 1742300.8178 | 1767107.5216 | 1592392.4314
P95 | 1995508.6436 | 1938432.1829 | 1945774.5844 | 2795584.6699 | 3484453.7844 | 3778239.7376 | 3980872.0923 | 3835232.1861 | 3789880.5569 | 3429612.7196 | 3101962.5602 | 3079160.1418 | 3072785.9382 | 3171846.0464 | 2889043.0856 | 2802455.9421 | 2883456.3238 | 2779823.8261 | 2667767.3372 | 2572773.1356
NETREVENUE - Net Revenue $
MEAN | -66074241.3229 | -63953678.8605 | -65922453.5706 | -65502960.3693 | -65036696.1864 | -54694149.0748 | -39794925.0622 | -45102032.7533 | -48344222.5733 | -47728550.2494 | -63552.015 | -472094.9195 | 235026.6719 | 598540.7323 | -942226.1645 | -618206.2005 | -524010.943 | -2595839.2688 | -2491040.6062 | -3165349.8181
P5 | -73181108.3284 | -73261447.7303 | -74805802.6441 | -78701903.1339 | -79434672.1437 | -66735306.3014 | -54022930.1629 | -55952008.5222 | -59388772.0128 | -57011912.1174 | -8618784.8772 | -9107523.4661 | -7488927.2883 | -8188747.7296 | -9296392.2196 | -8286868.8022 | -8100556.1673 | -10041652.6937 | -9469801.5303 | -10369331.3374
P95 | -57755123.2655 | -53337791.5454 | -53075768.4068 | -49038027.9365 | -46061079.0581 | -39191371.3076 | -21693362.0789 | -24695210.3356 | -24906282.437 | -31657164.8572 | 15116956.8563 | 11130891.2718 | 12033346.9361 | 17920065.6959 | 9344381.8126 | 9801222.4849 | 10328547.0017 | 7789977.8224 | 6544805.9723 | 5483943.5386
STARTS - Number Starts
MEAN | 4459.75 | 4725.01 | 4723.51 | 7577.21 | 11766.38 | 15496.2 | 20561.38 | 20345.33 | 18376.64 | 19515.64 | 20068.42 | 19915.9 | 20819.74 | 20838.59 | 20068 | 20354.12 | 20244.51 | 18773.59 | 18993.12 | 18312.67
P5 | 4186 | 4375 | 4250.5 | 6684.5 | 10413.5 | 13326 | 17145 | 16253 | 14194 | 15920 | 16091 | 15460.5 | 17585 | 16726.5 | 16527.5 | 16350.5 | 17508 | 14673.5 | 16083.5 | 14404.5
P95 | 4734 | 5074 | 5096.5 | 8255 | 13012.5 | 16880.5 | 22828 | 23760 | 22330.5 | 23254.5 | 24125.5 | 23908.5 | 24236 | 25295 | 23254 | 23257.5 | 23043.5 | 22523 | 22106 | 22015
VOMCOSTS - VOM Costs
MEAN | 4525847.0368 | 4423219.9891 | 4466548.2567 | 4311046.7341 | 4715890.8484 | 5081257.0975 | 5567179.1416 | 5266799.1324 | 5222791.8246 | 5218074.3159 | 5451627.6793 | 5638844.2549 | 5595337.9028 | 5671614.3319 | 5815376.9073 | 5785747.4719 | 5906592.3227 | 6081276.777 | 5962847.8076 | 5932838.4301
P5 | 3649087.9952 | 3169769.6292 | 3214735.0321 | 3178984.3404 | 3539064.4269 | 3618859.871 | 3688573.1004 | 3854929.8951 | 3575109.8219 | 3969927.5367 | 4014783.6871 | 4209882.8199 | 4344962.8664 | 4220783.0691 | 4337368.0561 | 4368651.2217 | 4629235.1359 | 4589205.2723 | 4672239.092 | 4411222.0659
P95 | 5276792.2009 | 5304833.1296 | 5397816.7713 | 5387691.9886 | 5941942.2367 | 6295646.3557 | 7442146.7028 | 7258293.7087 | 7542302.7449 | 6791936.0515 | 7291693.9212 | 7301043.4711 | 7351115.2912 | 7678378.5221 | 7342651.7215 | 7064446.1865 | 7453082.431 | 7499820.7549 | 7229993.9852 | 7211729.9066
Hydro
IRP Black Eagle 2018
NETPOS - Net Position (MWh)
MEAN | 129683.1217 | 130010.8029 | 129700.5374 | 129692.7763 | 129696.4655 | 130011.7908 | 129685.7463 | 129653.941 | 129678.4672 | 130000.1165 | 129679.632 | 129662.4037 | 129686.5625 | 130022.9277 | 129679.2166 | 129692.7654 | 129692.1171 | 130011.4914 | 129676.0265 | 129667.7282
P5 | 119748.7801 | 119958.8538 | 119133.9179 | 119529.3532 | 120960.8894 | 118567.6848 | 120231.845 | 120230.145 | 118730.4764 | 120718.003 | 119166.0129 | 120671.0601 | 119410.8307 | 120905.0676 | 120858.1757 | 119449.2166 | 119580.3843 | 120868.2501 | 117037.0453 | 120629.8108
P95 | 138756.2561 | 138021.2647 | 139817.916 | 137912.414 | 138519.1923 | 139730.1438 | 138974.9157 | 138562.6291 | 137945.3353 | 138633.7047 | 138807.088 | 137994.2313 | 138701.1642 | 139121.1558 | 140013.7343 | 140265.227 | 139054.796 | 138549.7452 | 140234.9035 | 138879.0048
NETREVENUE - Net Revenue $
MEAN | 1674163.4034 | 2009122.8044 | 2047750.7584 | 1965454.4504 | 1891582.8241 | 1778014.6784 | 1655962.7991 | 1546387.0046 | 1429059.514 | 1436774.9628 | 1438265.6002 | 1452778.744 | 1456038.6221 | 1474150.7684 | 1474827.9845 | 1480489.9489 | 1489570.939 | 1499027.4069 | 1501695.2625 | 1496661.2382
P5 | 1074637.5523 | 1287797.9397 | 1254966.3549 | 1043564.4392 | 1120972.3194 | 1036128.0628 | 963640.1006 | 1015435.7397 | 864552.1356 | 966409.6375 | 894696.1577 | 881219.9068 | 1009233.352 | 910976.8681 | 946551.0057 | 927652.3233 | 1022852.0361 | 997940.4212 | 1024125.9986 | 975347.706
P95 | 2276144.6972 | 2856264.9344 | 2902668.441 | 2962590.3799 | 2840843.0793 | 2526922.901 | 2439055.4194 | 2372021.7713 | 2378481.7962 | 2178091.9875 | 2201486.2687 | 1998781.2064 | 2114850.4092 | 2308838.3145 | 2065967.048 | 2171961.3824 | 2111199.4158 | 2142180.4644 | 2026751.6313 | 2031692.2968
IRP Black Eagle 2018 Upgrade U1
NETPOS - Net Position (MWh)
MEAN | 8.6686 | 8.6709 | 8492.8018 | 8436.1587 | 8464.614 | 8496.9852 | 8486.9124 | 8474.8897 | 8469.1637 | 8490.3958 | 8451.819 | 8460.452 | 8486.8477 | 8505.4594 | 8460.2429 | 8473.0688 | 8481.5755 | 8504.6026 | 8462.2984 | 8484.6729
P5 | 7.8204 | 7.4405 | 8244.7221 | 8100.2441 | 8100.3863 | 8176.0154 | 8176.0372 | 8094.2597 | 8200.0158 | 8144.8146 | 8135.7425 | 8173.4344 | 8197.5448 | 8168.3005 | 8246.3353 | 8115.126 | 8162.5861 | 8150.6496 | 8151.7247 | 8219.8135
P95 | 9.6973 | 9.6525 | 8687.7121 | 8687.3885 | 8670.4921 | 8689.7176 | 8675.7875 | 8683.5435 | 8662.7835 | 8695.8618 | 8687.9493 | 8675.8099 | 8678.0533 | 8707.7677 | 8673.0075 | 8669.352 | 8673.5762 | 8689.4212 | 8654.3223 | 8674.6894
NETREVENUE - Net Revenue $
MEAN | 73.5361 | 118.6177 | 138679.7818 | 132039.8812 | 128062.7166 | 120863.8278 | 113051.075 | 105946.4571 | 98222.242 | 98926.6818 | 99068.1708 | 99952.4436 | 100707.7211 | 101750.9154 | 101742.16 | 102278.6025 | 102651.7363 | 103572.117 | 103440.6909 | 104031.2496
P5 | 39.7552 | 67.4076 | 88772.2143 | 73146.3142 | 79239.6587 | 70548.9913 | 67023.4073 | 69267.6779 | 59482.9014 | 65982.3793 | 62364.7638 | 63376.0376 | 69565.1962 | 63741.9773 | 66398.8669 | 66654.6867 | 71583.8004 | 68728.2024 | 72266.048 | 68451.1988
P95 | 119.7887 | 192.9167 | 197994.4961 | 199542.447 | 191232.1146 | 167987.1232 | 161095.7096 | 164578.0868 | 165264.65 | 145172.6273 | 148458.9617 | 138175.2596 | 145948.7487 | 161367.8948 | 140435.1985 | 143977.8617 | 143667.2152 | 144339.8083 | 139788.4152 | 138665.0444
IRP Cochrane 2018
NETPOS - Net Position (MWh)
MEAN | 265857.2301 | 266534.9011 | 265891.1752 | 265860.9074 | 265785.8651 | 266466.3149 | 265812.7622 | 265860.4997 | 265808.1368 | 266479.5927 | 265792.7475 | 265840.2533 | 265869.435 | 266499.8008 | 265845.9876 | 265830.0988 | 265861.7599 | 266447.2005 | 265773.2669 | 265769.6677
P5 | 247819.8155 | 249577.0691 | 245792.1291 | 250221.2628 | 248087.791 | 248634.6124 | 247189.4462 | 249826.9197 | 248566.9235 | 244983.5409 | 250288.743 | 246516.3127 | 249375.6136 | 248888.0334 | 247754.4264 | 247509.7134 | 248184.8809 | 251056.3904 | 247293.6851 | 249360.0272
P95 | 284016.2947 | 282242.3827 | 283047.5748 | 280246.4734 | 280587.6604 | 282316.8508 | 286757.4739 | 281408.9796 | 279337.5678 | 282741.242 | 282466.5543 | 282577.2886 | 284189.0292 | 281951.2871 | 284354.2991 | 283002.8686 | 283907.8834 | 284362.476 | 284860.5063 | 281084.692
NETREVENUE - Net Revenue $
MEAN | 3352205.3599 | 4032465.3142 | 4108634.184 | 3931938.3173 | 3785372.8423 | 3558266.0602 | 3299863.9784 | 3081647.0308 | 2830403.012 | 2845882.0926 | 2854002.8798 | 2874076.7312 | 2884247.4088 | 2919524.821 | 2911005.4639 | 2924867.7719 | 2944592.5238 | 2958679.0015 | 2960616.0938 | 2943649.1977
P5 | 2152547.1116 | 2521195.8339 | 2508172.3669 | 2093933.6191 | 2250104.0845 | 2052483.8157 | 1837774.2979 | 1951291.5744 | 1698703.2364 | 1884375.1047 | 1734582.9068 | 1739731.0516 | 1927999.5359 | 1811703.7589 | 1873648.4981 | 1854308.3471 | 2039516.6838 | 1930139.9719 | 1985517.8436 | 1915781.6387
P95 | 4652799.4677 | 5717583.3171 | 6076824.8763 | 6042863.7149 | 5661995.4027 | 5006731.6683 | 4892459.2745 | 4736074.626 | 4874222.174 | 4297080.0144 | 4358949.0719 | 3912599.0595 | 4227998.8638 | 4630852.3619 | 4002972.7273 | 4295881.0312 | 4177307.5156 | 4203653.8304 | 4010301.2665 | 4023841.905
IRP Hauser 2018
NETPOS - Net Position (MWh)
MEAN | 122995.5444 | 123285.1465 | 123001.4643 | 123002.3401 | 123012.9645 | 123296.6614 | 123007.5643 | 123014.7024 | 123013.9134 | 123291.4695 | 123010.2654 | 123006.5985 | 123006.2713 | 123280.5279 | 123001.7793 | 123012.1676 | 123003.6181 | 123291.3884 | 123007.5512 | 122999.041
P5 | 112733.8591 | 112175.1061 | 112249.1171 | 112582.5498 | 112843.2665 | 112668.5022 | 112626.7511 | 113820.8122 | 111271.8244 | 114052.9585 | 111871.735 | 112765.7836 | 113573.6208 | 112379.5952 | 110069.2122 | 111419.0425 | 112738.6816 | 113413.0656 | 111023.8909 | 113596.4673
P95 | 132229.0122 | 131316.7497 | 131628.8114 | 131206.5897 | 131479.1799 | 131531.153 | 132030.6537 | 131329.24 | 130519.8076 | 130777.0269 | 131668.4191 | 130972.7298 | 131719.8324 | 132657.9767 | 132460.891 | 132180.8512 | 131904.6896 | 132386.2047 | 132253.068 | 131336.5071
NETREVENUE - Net Revenue $
MEAN | 1654237.4192 | 1971003.907 | 2010736.9759 | 1927881.1765 | 1859721.016 | 1754549.6703 | 1639767.7899 | 1533007.9829 | 1422305.0762 | 1434732.7293 | 1437473.5561 | 1451899.0824 | 1457698.4068 | 1472094.8545 | 1476105.9678 | 1482551.6748 | 1492276.9519 | 1499587.5828 | 1504427.2915 | 1506639.2482
P5 | 1075307.3511 | 1262646.1836 | 1242829.972 | 1038896.6821 | 1089584.3263 | 1024442.465 | 958165.2787 | 1027464.5514 | 870968.3491 | 958272.755 | 907668.5932 | 904469.2738 | 1015727.856 | 904473.2493 | 964377.2199 | 956469.3668 | 1016841.2706 | 994233.7954 | 1045432.1678 | 986704.9231
P95 | 2253141.1992 | 2798089.4876 | 2889785.1446 | 2951670.4903 | 2800540.8578 | 2458208.2175 | 2394310.5304 | 2323934.9251 | 2382960.8401 | 2207950.1156 | 2177164.1028 | 1993607.5153 | 2088451.9354 | 2293444.58 | 2028689.5709 | 2138688.8707 | 2111618.1184 | 2115470.421 | 2042157.1369 | 2025570.3357
IRP Hauser 2018 Upgrade U2 & U5
NETPOS - Net Position (MWh)
MEAN | 20.1544 | 6318.2129 | 10802.4094 | 11592.5064 | 11593.3131 | 11593.3126 | 11593.1151 | 11593.4547 | 11593.3136 | 11592.7893 | 11593.2755 | 11593.1631 | 11592.9728 | 11592.0761 | 11592.5762 | 11593.4013 | 11592.7903 | 11592.9901 | 11593.1156 | 11592.1609
P5 | 18.6482 | 5709.4939 | 9820.8782 | 10545.1462 | 10711.2358 | 10620.3693 | 10599.9868 | 10748.1474 | 10512.9432 | 10728.4819 | 10549.6079 | 10609.0662 | 10694.4801 | 10552.6963 | 10432.9178 | 10475.8262 | 10619.5149 | 10647.1744 | 10445.0209 | 10595.3911
P95 | 21.9931 | 6728.0514 | 11582.6202 | 12415.1973 | 12472.93 | 12417.401 | 12492.62 | 12418.338 | 12315.3564 | 12348.2448 | 12568.005 | 12375.2084 | 12449.9687 | 12448.0844 | 12578.8117 | 12472.4426 | 12407.2606 | 12481.8515 | 12442.9322 | 12411.8354
NETREVENUE - Net Revenue $
MEAN | 173.8382 | 99097.6982 | 169704.409 | 176285.1431 | 169680.6988 | 159166.7818 | 148714.0027 | 138603.4852 | 128265.9558 | 129014.4338 | 129461.2228 | 130671.0887 | 131109.1547 | 132124.7076 | 132646.3999 | 133266.9452 | 133951.9069 | 134226.0956 | 134898.1459 | 135088.683
P5 | 85.7321 | 68300.015 | 105312.3526 | 91330.9987 | 97090.2098 | 93842.9295 | 85786.7774 | 90639.028 | 78892.3708 | 85038.9025 | 80560.7286 | 79729.4198 | 90907.9499 | 81505.8699 | 87501.1266 | 85936.3329 | 90036.7572 | 87857.8898 | 92897.691 | 88538.1167
P95 | 271.9668 | 141441.4028 | 244210.3006 | 269581.9103 | 257576.9183 | 222710.1109 | 216557.2516 | 212936.6321 | 214402.0585 | 199342.4362 | 196065.3433 | 179024.2497 | 190417.4054 | 209354.2165 | 182476.767 | 191292.5033 | 188237.8315 | 191975.1282 | 184170.9736 | 179684.5343
IRP Holter 2018
NETPOS - Net Position (MWh)
MEAN | 282683.7601 | 283636.6883 | 283125.7216 | 283309.6447 | 282611.3975 | 283742.9761 | 283357.3736 | 282345.9901 | 283110.0115 | 283480.5062 | 283164.2256 | 282750.9863 | 282436.6943 | 283973.7677 | 281309.8436 | 283231.3646 | 282015.1011 | 283816.542 | 283447.7896 | 283304.7455
P5 | 144999.4216 | 147504.7952 | 145854.0777 | 163563.6537 | 148366.4813 | 144191.6254 | 161854.6538 | 168010.4715 | 149640.9697 | 173628.6162 | 165995.439 | 144464.7202 | 151356.4056 | 150336.9228 | 160712.1619 | 144229.2024 | 158031.5462 | 146624.9253 | 147390.3816 | 145194.4375
P95 | 404839.5005 | 400244.7268 | 391834.3605 | 403016.8847 | 411268.923 | 418298.5598 | 415427.3953 | 416193.7463 | 407327.2055 | 408124.8247 | 410668.7724 | 400439.2821 | 430775.3737 | 403743.0455 | 409116.1019 | 413564.9225 | 411516.7373 | 418912.9373 | 425665.3612 | 395524.7362
NETREVENUE - Net Revenue $
MEAN | 3684183.2101 | 4410213.2093 | 4534427.454 | 4361230.0887 | 4194364.9029 | 3945210.2173 | 3694274.4272 | 3383128.1302 | 3143682.9253 | 3175191.2247 | 3190021.0541 | 3209444.3486 | 3212990.6452 | 3260686.9498 | 3269058.9503 | 3308988.7884 | 3298144.5296 | 3335401.2887 | 3331891.1419 | 3317905.8933
P5 | 1753256.7132 | 2304912.4066 | 2011640.7338 | 1837347.4538 | 1692462.0916 | 1900717.0028 | 1599538.7681 | 1888953.6902 | 1420261.8101 | 1770333.0691 | 1621781.9271 | 1488719.0004 | 1750421.1571 | 1726973.7879 | 1696100.4498 | 1629120.6657 | 1697038.9029 | 1527000.0367 | 1520823.5366 | 1792770.3995
P95 | 6011965.6005 | 7460781.0765 | 7301991.1456 | 7959793.7188 | 7164341.1975 | 6934495.1176 | 6439719.7103 | 5693676.9694 | 5484575.1979 | 5473729.5445 | 5411699.8154 | 5091752.142 | 5682416.7842 | 5610008.0793 | 5537074.8092 | 5810860.8458 | 5262340.7341 | 5813982.7379 | 5379974.6827 | 5420512.9286
IRP Madison 2018
NETPOS - Net Position (MWh)
MEAN | 60892.0775 | 61077.3393 | 60891.9085 | 60891.4869 | 60891.5576 | 61076.8658 | 60891.9408 | 60891.8469 | 60892.072 | 61077.0513 | 60892.143 | 60892.2961 | 60891.8375 | 61077.1075 | 60891.6076 | 60892.0973 | 60892.1882 | 61076.6354 | 60892.2274 | 60891.5106
P5 | 58902.8035 | 58998.3139 | 58729.599 | 59230.1712 | 59179.5376 | 58977.7512 | 59136.736 | 59330.5299 | 58637.5094 | 59233.2459 | 58629.5122 | 58890.454 | 58941.2697 | 59419.9654 | 59096.212 | 58792.8171 | 59067.3918 | 59353.5869 | 58472.8918 | 59258.6979
P95 | 63030.7129 | 62682.6205 | 62833.5174 | 62489.8822 | 62719.6204 | 62795.1583 | 62979.9137 | 62486.6418 | 62371.5439 | 62832.7319 | 62609.2081 | 62598.3087 | 62577.8407 | 62885.0836 | 63021.4378 | 62864.4497 | 62752.9297 | 62960.5423 | 62548.6679 | 62629.7864
NETREVENUE - Net Revenue $
MEAN | 817755.1971 | 976484.6712 | 993849.2717 | 952237.865 | 919400.9368 | 868517.8691 | 810770.1833 | 759737.6143 | 704191.3189 | 709293.8279 | 711525.486 | 717628.0277 | 720787.8273 | 729569.7719 | 729638.7922 | 733205.962 | 736992.822 | 742423.4603 | 743329.4577 | 744494.2275
P5 | 531619.1031 | 627942.1346 | 629554.8154 | 527579.4242 | 563925.1035 | 521352.9223 | 475577.3352 | 497805.9962 | 428749.1578 | 480725.8414 | 445752.2603 | 463809.45 | 497667.8277 | 464833.6893 | 477533.8107 | 469471.9512 | 510741.4522 | 488536.1345 | 512254.9649 | 491411.9933
P95 | 1117289.0824 | 1371486.0558 | 1433295.0711 | 1440826.9718 | 1380505.1464 | 1199963.0398 | 1167615.0097 | 1165948.6119 | 1190051.5389 | 1061459.568 | 1075051.9515 | 993476.9491 | 1031844.9119 | 1151774.5523 | 997267.4349 | 1052489.9856 | 1023930.4624 | 1041829.579 | 990623.3913 | 994119.477
IRP Morony 2018
NETPOS - Net Position (MWh)
MEAN | 261403.2171 | 262117.7878 | 261403.1415 | 261394.3842 | 261348.0387 | 262069.7141 | 261372.1641 | 261386.4629 | 261362.5462 | 262095.8637 | 261348.3676 | 261388.0833 | 261381.7857 | 262109.1821 | 261364.8681 | 261384.9143 | 261375.4063 | 262070.6445 | 261351.5594 | 261353.5243
P5 | 244081.4964 | 246853.7651 | 241780.8473 | 248045.2792 | 242930.4528 | 243783.2333 | 245093.2364 | 247224.4634 | 244610.3734 | 241384.4066 | 246521.737 | 246302.4654 | 245138.9563 | 245789.7727 | 244425.202 | 244434.0998 | 246287.1739 | 248371.3584 | 243243.5391 | 247158.2638
P95 | 277970.2656 | 277594.1697 | 278723.9417 | 274963.9786 | 276904.6363 | 278090.793 | 281125.9862 | 276368.1646 | 273603.2671 | 279840.071 | 276950.3699 | 276563.5552 | 277699.4465 | 277537.2352 | 278700.8007 | 276092.388 | 277961.2042 | 277518.5522 | 278217.5222 | 275665.4635
NETREVENUE - Net Revenue $
MEAN | 3395294.3225 | 4070222.4557 | 4146559.5027 | 3975029.0156 | 3828974.1169 | 3610370.5527 | 3359298.1722 | 3142176.6368 | 2898877.7661 | 2914972.9088 | 2925980.4859 | 2948751.1424 | 2959106.509 | 2996524.2404 | 2992840.0894 | 3002575.4789 | 3026663.2432 | 3045352.6124 | 3049883.0589 | 3033217.4693
P5 | 2204881.5165 | 2634527.3887 | 2561498.2637 | 2135959.7266 | 2277199.3279 | 2106255.3882 | 1916752.6343 | 2068870.395 | 1757516.1854 | 1980585.1543 | 1818247.041 | 1839951.3839 | 2027473.4892 | 1918240.6537 | 1932010.0638 | 1892231.4777 | 2080265.0584 | 2019938.4975 | 2070312.1109 | 1991529.2186
P95 | 4652857.8122 | 5685816.729 | 5979468.2385 | 6028652.9589 | 5688244.7235 | 5067925.4705 | 4945385.5883 | 4800106.5095 | 4925976.7897 | 4383836.4721 | 4423228.1661 | 4018798.0754 | 4285525.2063 | 4693356.4524 | 4114069.949 | 4418311.628 | 4269403.9926 | 4311909.5566 | 4112659.739 | 4145823.6641
IRP Mystic 2018
NETPOS - Net Position (MWh)
MEAN | 54233.0931 | 54333.8603 | 54231.2372 | 54229.3485 | 54231.1951 | 54332.5114 | 54230.2206 | 54228.8729 | 54229.6009 | 54334.5277 | 54231.0145 | 54230.4703 | 54231.9416 | 54336.065 | 54229.6719 | 54230.3265 | 54231.1647 | 54334.2072 | 54230.2487 | 54229.05
P5 | 53097.4719 | 53177.2924 | 52965.1303 | 53047.5058 | 53218.4002 | 53180.5456 | 53100.6161 | 53226.9821 | 53017.8416 | 53164.3799 | 53162.9492 | 53225.1319 | 53119.2545 | 53163.2998 | 52900.9688 | 53102.5476 | 53174.0398 | 53414.8953 | 52818.0778 | 53160.1938
P95 | 55530.984 | 55408.1944 | 55328.1331 | 55413.4401 | 55357.5773 | 55391.9442 | 55383.6127 | 55056.2655 | 55251.7194 | 55514.4099 | 55236.1638 | 55392.5378 | 55069.849 | 55452.9644 | 55426.5993 | 55230.9337 | 55309.5909 | 55298.469 | 55422.3292 | 55270.563
NETREVENUE - Net Revenue $
MEAN | 809800.7264 | 912327.5035 | 932708.4119 | 896090.0648 | 870674.0858 | 827080.9172 | 779143.5951 | 734435.032 | 687291.5228 | 692252.4897 | 697809.9607 | 703443.7526 | 707360.1021 | 717613.5136 | 717532.8179 | 724224.8245 | 727168.6251 | 733049.7146 | 733843.1636 | 739406.3621
P5 | 536615.6597 | 599258.6289 | 604339.1681 | 509195.2778 | 543428.5559 | 509773.3002 | 479977.8418 | 502735.756 | 422000.6897 | 467687.8238 | 456750.7397 | 473603.5006 | 496478.6831 | 477503.7415 | 481583.0729 | 479942.2435 | 514418.9381 | 496638.7449 | 524258.8274 | 492699.5869
P95 | 1088896.7812 | 1264632.9924 | 1328986.3627 | 1313904.4204 | 1259180.3022 | 1120992.3292 | 1097045.7113 | 1121166.4121 | 1135539.4795 | 1025268.9247 | 1031825.8908 | 977954.4718 | 1004137.8983 | 1122899.2114 | 971508.2575 | 1003428.2223 | 987932.7432 | 1012400.8202 | 977901.9378 | 1001107.7208
IRP Rainbow 2018
NETPOS - Net Position (MWh)
MEAN | 356220.6104 | 357171.3419 | 356262.258 | 356222.7181 | 356199.6734 | 357134.6229 | 356229.5952 | 356203.0278 | 356169.6252 | 357087.0075 | 356199.198 | 356233.6349 | 356215.3559 | 357094.129 | 356215.5512 | 356219.6681 | 356223.5392 | 357087.5978 | 356157.3312 | 356184.1901
P5 | 338152.9945 | 339954.2123 | 336803.9961 | 339653.8962 | 337323.0482 | 340813.0204 | 339399.2291 | 341266.0462 | 335917.8272 | 339475.3152 | 338702.328 | 339177.8685 | 340110.9154 | 341425.2134 | 339190.4736 | 337118.8086 | 341053.6578 | 343047.1979 | 336010.7143 | 341118.4581
P95 | 374388.4683 | 372220.6924 | 372772.012 | 370306.7398 | 370848.1174 | 371829.7994 | 373864.2602 | 370378.3047 | 369061.5236 | 373904.2186 | 373734.0526 | 372103.4226 | 371954.5282 | 373086.3717 | 375922.7487 | 371523.9492 | 371633.7882 | 373073.1193 | 373734.1839 | 372217.8606
NETREVENUE - Net Revenue $
MEAN | 4580417.7245 | 5500734.2102 | 5598758.6284 | 5358132.1927 | 5165562.0945 | 4861638.206 | 4522213.4438 | 4227070.6102 | 3896408.0712 | 3914780.8701 | 3929395.1079 | 3958202.1417 | 3970136.6557 | 4021168.7402 | 4017143.6308 | 4028999.3371 | 4053358.9742 | 4082266.6202 | 4084058.1844 | 4075267.2682
P5 | 2955448.5494 | 3498914.5356 | 3488421.6959 | 2913261.2469 | 3117614.4627 | 2820264.2414 | 2587055.8034 | 2718712.2644 | 2361408.0543 | 2584185.5893 | 2439138.5864 | 2458269.0045 | 2692941.5995 | 2537603.6495 | 2585909.8775 | 2552129.8648 | 2811119.2972 | 2666596.2898 | 2747405.2284 | 2686484.2576
P95 | 6317081.874 | 7742097.873 | 8102751.3003 | 8167777.612 | 7803251.1021 | 6778509.865 | 6614464.8087 | 6502931.8241 | 6616372.1581 | 5822714.1006 | 5960197.8954 | 5462298.077 | 5820863.349 | 6404530.5693 | 5534344.3334 | 5915005.6761 | 5654154.8455 | 5777339.3343 | 5508408.4963 | 5497429.9374
IRP Ryan 2018
NETPOS - Net Position (MWh)
MEAN | 425721.7673 | 426872.7914 | 425767.3564 | 425767.1355 | 425750.3594 | 426857.6546 | 425764.4871 | 425748.029 | 425753.8721 | 426821.9841 | 425727.7867 | 425758.5423 | 425766.0219 | 426843.4308 | 425757.3822 | 425740.9653 | 425756.0523 | 426830.7073 | 425756.3051 | 425729.7244
P5 | 411661.9025 | 413445.8033 | 412322.0283 | 414887.8639 | 413666.4986 | 413168.5632 | 412922.4116 | 415251.7031 | 411503.641 | 414370.626 | 413983.9657 | 414824.0729 | 413583.0579 | 416080.8511 | 413631.4659 | 411783.6242 | 415285.0186 | 417757.372 | 410329.2637 | 415143.3282
P95 | 438600.4853 | 438675.3299 | 439109.0729 | 436761.7889 | 436055.9083 | 438252.3025 | 438854.2383 | 436573.8516 | 436003.0739 | 438091.4297 | 438446.9696 | 436875.5215 | 437570.1166 | 439235.7836 | 440219.0595 | 437763.9882 | 437367.6895 | 437503.4971 | 439623.0136 | 437313.0549
NETREVENUE - Net Revenue $
MEAN | 5566171.323 | 6688884.994 | 6807437.5392 | 6520418.3568 | 6286370.772 | 5928940.1209 | 5528915.2472 | 5169063.3968 | 4772585.2959 | 4805961.9329 | 4826161.5725 | 4862635.9232 | 4879249.3495 | 4939443.9142 | 4936769.9959 | 4954016.1003 | 4984696.1809 | 5016538.006 | 5019301.8175 | 5022713.1725
P5 | 3628651.0559 | 4281000.8119 | 4278923.0187 | 3574949.1547 | 3865453.0008 | 3518252.0127 | 3209159.0181 | 3363513.4669 | 2885549.1647 | 3195847.28 | 3024600.8431 | 3076307.4159 | 3352578.9171 | 3137441.0084 | 3179872.7055 | 3154173.0092 | 3463437.3167 | 3281841.2815 | 3433275.9986 | 3303233.1574
P95 | 7642375.2844 | 9386736.6819 | 9834575.4592 | 9937525.4039 | 9419512.956 | 8166658.2538 | 7986757.7256 | 7951378.4952 | 8061197.8404 | 7132218.6852 | 7334894.3877 | 6777121.2248 | 7130483.7827 | 7842917.9909 | 6748683.7839 | 7171959.0025 | 6922765.6678 | 7069298.2081 | 6818623.026 | 6736346.4948
IRP Thompson 2018
NETPOS - Net Position (MWh)
MEAN | 499635.4428 | 500913.1564 | 499606.5051 | 499707.1488 | 499665.9837 | 500842.3181 | 499577.0061 | 499854.5934 | 499670.5556 | 500640.6201 | 499640.805 | 499507.5103 | 499767.358 | 500736.9909 | 499740.4252 | 499643.2087 | 499632.2067 | 500823.0858 | 499500.9757 | 499580.3723
P5 | 461174.4544 | 466182.1974 | 456941.8657 | 463495.6973 | 468365.4157 | 464249.6667 | 463609.3701 | 467243.5732 | 461021.5066 | 466353.4822 | 461794.6019 | 469457.706 | 464957.4945 | 466399.1547 | 464572.0758 | 461014.2335 | 468227.9944 | 472714.2271 | 453477.8045 | 466870.1636
P95 | 535410.948 | 533521.7929 | 540542.4031 | 529116.6527 | 534522.4348 | 533424.9872 | 542389.6183 | 534055.0682 | 534605.9431 | 532851.7567 | 533644.0917 | 528556.1483 | 532592.6827 | 539410.7286 | 543415.9578 | 535043.2257 | 531194.8365 | 531551.9316 | 539355.3421 | 532995.6028
NETREVENUE - Net Revenue $
MEAN | 6224108.7617 | 7590817.1731 | 7734024.319 | 7397551.9086 | 7128303.383 | 6687313.9545 | 6217103.0521 | 5796539.5237 | 5330304.1609 | 5345833.7314 | 5349796.2311 | 5406534.8993 | 5420181.3096 | 5492448.8823 | 5478883.9812 | 5492082.9294 | 5528086.6132 | 5565166.4025 | 5574826.2185 | 5525220.2605
P5 | 3999929.8548 | 4778344.3026 | 4710140.4355 | 3900059.6739 | 4181547.4155 | 3796513.0585 | 3521885.6644 | 3719475.1393 | 3201402.6147 | 3556567.4675 | 3321284.2998 | 3170744.2987 | 3658207.7149 | 3408717.4701 | 3498993.5332 | 3411639.7328 | 3802221.8103 | 3648464.2732 | 3700246.7698 | 3585417.0896
P95 | 8619529.4142 | 10652536.083 | 11024739.6584 | 11337218.9198 | 10827847.9084 | 9473711.8764 | 9188336.4364 | 9024861.1654 | 9021051.8139 | 8135072.0546 | 8172050.3134 | 7375398.8104 | 8046579.8431 | 8714448.1517 | 7745946.2068 | 8338869.3572 | 7870643.7871 | 7969749.5786 | 7560956.8976 | 7526192.6442
Hydro - Total
NETPOS - Net Position (MWh)
MEAN | 2459354.6876 | 2472280.6997 | 2479176.5163 | 2480106.5555 | 2479251.4275 | 2485921.728 | 2480008.8878 | 2479256.3106 | 2479751.278 | 2485391.9243 | 2479731.2798 | 2479324.3941 | 2479333.0843 | 2486071.4649 | 2478089.1525 | 2479944.0467 | 2478757.5195 | 2485887.0929 | 2479848.6958 | 2479786.3879
P5 | 2209537.2819 | 2238088.2431 | 2240524.8951 | 2266482.1318 | 2267518.7301 | 2238396.5678 | 2256599.7562 | 2273416.5241 | 2212035.3546 | 2264792.775 | 2248337.4468 | 2260978.5121 | 2243142.5681 | 2254416.8505 | 2250859.9343 | 2226353.3097 | 2277531.9404 | 2270768.0648 | 2199859.0555 | 2254520.1274
P95 | 2690740.0694 | 2677320.5532 | 2697542.5521 | 2696002.0947 | 2690509.6677 | 2709195.1794 | 2738894.4216 | 2704883.5171 | 2678126.3629 | 2695728.5215 | 2721095.4261 | 2694163.0567 | 2709535.3637 | 2703573.9234 | 2713833.6394 | 2698280.8348 | 2709927.3737 | 2726031.9317 | 2739636.4355 | 2693906.5721
NETREVENUE - Net Revenue $
MEAN | 31758584.822 | 38261492.5587 | 39223271.2358 | 37594288.4607 | 36228070.3897 | 34099932.8562 | 31769077.766 | 29617742.9046 | 27341596.8611 | 27503617.8858 | 27588961.3279 | 27816018.3254 | 27899613.7118 | 28257102.0793 | 28238196.2339 | 28367548.364 | 28518155.0462 | 28715290.3085 | 28742210.5271 | 28644294.2702
P5 | 20804643.1405 | 24655225.6233 | 23923785.2884 | 19967299.5042 | 21059668.6317 | 19888957.4467 | 18083295.4989 | 19439997.0342 | 16940539.3968 | 18712079.4765 | 16965815.576 | 16927916.538 | 19274530.6909 | 17633888.249 | 18385194.0945 | 18086940.4171 | 19418771.9799 | 18457718.4061 | 19924416.5525 | 18301559.7432
P95 | 43155820.8937 | 53734390.2698 | 56356906.3305 | 57984591.7897 | 54709378.203 | 48580771.2605 | 47239844.0338 | 45832278.9946 | 45834428.6981 | 42158347.434 | 41687409.4587 | 37715472.1919 | 40598948.4982 | 45119835.4392 | 39737553.4007 | 42333294.931 | 40180122.1171 | 40733841.502 | 39478256.0797 | 39128109.2995
Load
NWE Load 2018 incl DSM and NEM main - with EPD
NETPOS - Net Position (MWh)
MEAN | -6749899.0087 | -6758899.002 | -6762855.0323 | -6764191.9624 | -6797435.976 | -6812014.0084 | -6828789.0171 | -6847137.9552 | -6866080.0351 | -6887549.0525 | -6913718.9861 | -6942620.9808 | -6971719.0084 | -7001419.9887 | -7031862.9739 | -7062794.0014 | -7094165.0067 | -7125357.9859 | -7191425.0216 | -7256893.9787
P5 | -6815241.92 | -6844824.865 | -6834512.275 | -6841382.415 | -6880743.39 | -6896538.19 | -6908377.18 | -6950745.845 | -6952150.02 | -6964342.15 | -6994041.66 | -7028818.855 | -7056435.37 | -7074494.07 | -7142946.435 | -7154153.23 | -7167520.745 | -7233554.465 | -7281065.1 | -7337518.9
P95 | -6681956.6 | -6683342.8 | -6688182.225 | -6675627.75 | -6718694.62 | -6744412.43 | -6746084.555 | -6770882.33 | -6790760.02 | -6798294.13 | -6839090.845 | -6860633.045 | -6898491.97 | -6913129.885 | -6940880.995 | -6981192.77 | -7018813.785 | -7043911.24 | -7101861.185 | -7183745.01
NETREVENUE - Net Revenue $
MEAN | -137998542.5754 | -155110309.2578 | -157954311.499 | -160150601.1129 | -164386969.1873 | -159080060.9173 | -153428591.7219 | -148119019.8915 | -142411847.2598 | -143468757.6106 | -144823453.7234 | -146183623.1263 | -147355569.3234 | -148908374.1084 | -149728468.3603 | -150971983.4658 | -152053954.4652 | -153289407.2286 | -155128448.5368 | -157039459.3665
P5 | -173868676.6405 | -201819999.8769 | -209671508.182 | -218439760.5776 | -216003235.3367 | -197619204.7352 | -195246369.3822 | -197702918.0779 | -202762021.2952 | -184746277.4976 | -192805163.9403 | -182745813.3497 | -189720894.5263 | -203799246.2169 | -182066214.7913 | -189453478.6263 | -186520690.8352 | -189401008.0764 | -189631133.4272 | -190319469.7427
P95 | -105127253.2362 | -114415960.9999 | -114929178.9083 | -109784761.0744 | -122969621.503 | -118047940.9572 | -112847940.0155 | -116689300.2202 | -109288642.4916 | -114867174.7003 | -113475125.0961 | -114274444.5517 | -120490545.2911 | -116651809.1539 | -117381474.7183 | -118584087.2939 | -123746512.6639 | -120563378.4998 | -125443831.9945 | -122642427.3483
Load - Total
NETPOS - Net Position (MWh)
MEAN | -6749899.0087 | -6758899.002 | -6762855.0323 | -6764191.9624 | -6797435.976 | -6812014.0084 | -6828789.0171 | -6847137.9552 | -6866080.0351 | -6887549.0525 | -6913718.9861 | -6942620.9808 | -6971719.0084 | -7001419.9887 | -7031862.9739 | -7062794.0014 | -7094165.0067 | -7125357.9859 | -7191425.0216 | -7256893.9787
P5 | -6815241.92 | -6844824.865 | -6834512.275 | -6841382.415 | -6880743.39 | -6896538.19 | -6908377.18 | -6950745.845 | -6952150.02 | -6964342.15 | -6994041.66 | -7028818.855 | -7056435.37 | -7074494.07 | -7142946.435 | -7154153.23 | -7167520.745 | -7233554.465 | -7281065.1 | -7337518.9
P95 | -6681956.6 | -6683342.8 | -6688182.225 | -6675627.75 | -6718694.62 | -6744412.43 | -6746084.555 | -6770882.33 | -6790760.02 | -6798294.13 | -6839090.845 | -6860633.045 | -6898491.97 | -6913129.885 | -6940880.995 | -6981192.77 | -7018813.785 | -7043911.24 | -7101861.185 | -7183745.01
NETREVENUE - Net Revenue $
MEAN | -137998542.5754 | -155110309.2578 | -157954311.499 | -160150601.1129 | -164386969.1873 | -159080060.9173 | -153428591.7219 | -148119019.8915 | -142411847.2598 | -143468757.6106 | -144823453.7234 | -146183623.1263 | -147355569.3234 | -148908374.1084 | -149728468.3603 | -150971983.4658 | -152053954.4652 | -153289407.2286 | -155128448.5368 | -157039459.3665
P5 | -173868676.6405 | -201819999.8769 | -209671508.182 | -218439760.5776 | -216003235.3367 | -197619204.7352 | -195246369.3822 | -197702918.0779 | -202762021.2952 | -184746277.4976 | -192805163.9403 | -182745813.3497 | -189720894.5263 | -203799246.2169 | -182066214.7913 | -189453478.6263 | -186520690.8352 | -189401008.0764 | -189631133.4272 | -190319469.7427
P95 | -105127253.2362 | -114415960.9999 | -114929178.9083 | -109784761.0744 | -122969621.503 | -118047940.9572 | -112847940.0155 | -116689300.2202 | -109288642.4916 | -114867174.7003 | -113475125.0961 | -114274444.5517 | -120490545.2911 | -116651809.1539 | -117381474.7183 | -118584087.2939 | -123746512.6639 | -120563378.4998 | -125443831.9945 | -122642427.3483
Physical Instrument
2018 Small QF - Aggregated Hydro Esc
NETPOS - Net Position (MWh)
MEAN | 96370.47 | 96370.47 | 96370.47 | 96370.47 | 96370.47 | 73512 | 43419.18 | 43419.18 | 43419.18 | 43419.18 | 43419.18 | 43419.18 | 43419.18 | 6354.1
P5 | 96370.47 | 96370.47 | 96370.47 | 96370.47 | 96370.47 | 73512 | 43419.18 | 43419.18 | 43419.18 | 43419.18 | 43419.18 | 43419.18 | 43419.18 | 6354.1
P95 | 96370.47 | 96370.47 | 96370.47 | 96370.47 | 96370.47 | 73512 | 43419.18 | 43419.18 | 43419.18 | 43419.18 | 43419.18 | 43419.18 | 43419.18 | 6354.1
NETREVENUE - Net Revenue $
MEAN | -5460323.9945 | -5272398.3094 | -5238780.0971 | -5292441.9564 | -5360460.7576 | -4237371.094 | -2510089.3629 | -2544608.9002 | -2582567.7076 | -2582471.1251 | -2580296.6607 | -2577118.7604 | -2576378.8933 | -412930.8372
P5 | -5890852.8445 | -5780878.4503 | -5780607.7747 | -5941882.6173 | -5874795.4654 | -4602880.8315 | -2709918.6131 | -2705563.6487 | -2748931.7467 | -2733640.1012 | -2743860.245 | -2724958.136 | -2713747.6602 | -431321.3131
P95 | -4989609.5394 | -4688239.2681 | -4608002.2924 | -4588861.3391 | -4713706.709 | -3908957.7643 | -2306931.9375 | -2320030.0329 | -2339758.4186 | -2363018.0783 | -2369067.7514 | -2379669.9911 | -2392682.2008 | -384428.8904
2018 Small QF - Aggregated Hydro Fixed
NETPOS - Net Position (MWh)
MEAN | 6842.06 | 6602.83 | 5793.42 | 5793.42 | 5793.42 | 5793.42 | 5793.42 | 5793.42 | 5793.42 | 5793.42 | 5793.42 | 5793.42 | 5793.42 | 5793.42 | 5793.42 | 5573.55 | 5364.26 | 5364.26 | 257.39
P5 | 6842.06 | 6602.83 | 5793.42 | 5793.42 | 5793.42 | 5793.42 | 5793.42 | 5793.42 | 5793.42 | 5793.42 | 5793.42 | 5793.42 | 5793.42 | 5793.42 | 5793.42 | 5573.55 | 5364.26 | 5364.26 | 257.39
P95 | 6842.06 | 6602.83 | 5793.42 | 5793.42 | 5793.42 | 5793.42 | 5793.42 | 5793.42 | 5793.42 | 5793.42 | 5793.42 | 5793.42 | 5793.42 | 5793.42 | 5793.42 | 5573.55 | 5364.26 | 5364.26 | 257.39
NETREVENUE - Net Revenue $
MEAN | -330291.5523 | -304536.5369 | -265490.8026 | -268746.0204 | -272650.5514 | -277783.4388 | -282898.6828 | -287737.0322 | -293022.6047 | -292797.4163 | -292441.1095 | -292068.4148 | -291814.6146 | -291284.2697 | -291204.1666 | -279869.4466 | -269241.0098 | -269108.7416 | -14451.2704
P5 | -360405.6134 | -339197.6871 | -298002.8045 | -307312.5022 | -303456.3955 | -306164.7247 | -311296.6798 | -310419.7086 | -317982.1406 | -312921.6398 | -314350.5149 | -313909.9924 | -311927.2955 | -313390.7698 | -313074.7688 | -301264.802 | -286573.8335 | -288245.9976 | -16313.8487
P95 | -297617.3179 | -265084.2092 | -227993.6306 | -226642.5584 | -233401.2583 | -251205.0481 | -251925.8515 | -252156.0751 | -253652.0198 | -265048.7856 | -259968.006 | -266251.5119 | -263699.9489 | -254536.4468 | -266686.7039 | -254823.5252 | -247565.6546 | -247131.0196 | -11837.62
2018 Small QF - Aggregated Hydro Index
NETPOS - Net Position (MWh)
MEAN | 1311.35 | 1312.63 | 1311.35 | 469.68
P5 | 1311.35 | 1312.63 | 1311.35 | 469.68
P95 | 1311.35 | 1312.63 | 1311.35 | 469.68
NETREVENUE - Net Revenue $
MEAN | -7864.6427 | -7869.5983 | -7829.1529 | -2849.8967
P5 | -13391.367 | -14608.4904 | -14945.0112 | -6000.8156
P95 | -1804.3795 | -129.1634 | 293.4343 | 1464.6766
2018 Small QF - Aggregated Wind Fixed
NETPOS - Net Position (MWh)
MEAN | 29846.8 | 29846.8 | 29846.8 | 29846.8 | 29846.8 | 29846.8 | 18675.64 | 5311.5 | 5311.5 | 5311.5 | 5311.5 | 5311.5 | 5311.5 | 5311.5 | 5311.5 | 5311.5 | 5311.5 | 5311.5 | 5311.5 | 5311.5
P5 | 29846.8 | 29846.8 | 29846.8 | 29846.8 | 29846.8 | 29846.8 | 18675.64 | 5311.5 | 5311.5 | 5311.5 | 5311.5 | 5311.5 | 5311.5 | 5311.5 | 5311.5 | 5311.5 | 5311.5 | 5311.5 | 5311.5 | 5311.5
P95 | 29846.8 | 29846.8 | 29846.8 | 29846.8 | 29846.8 | 29846.8 | 18675.64 | 5311.5 | 5311.5 | 5311.5 | 5311.5 | 5311.5 | 5311.5 | 5311.5 | 5311.5 | 5311.5 | 5311.5 | 5311.5 | 5311.5 | 5311.5
NETREVENUE - Net Revenue $
MEAN | -1150853.9865 | -1064009.3743 | -1053763.0624 | -1074563.5014 | -1090577.0555 | -1117154.2746 | -747931.9415 | -206343.3961 | -211197.6914 | -210823.3736 | -210240.57 | -209728.5973 | -209229.9766 | -208659.1978 | -208270.2712 | -207925.4631 | -207560.1489 | -207154.5157 | -206806.6623 | -206451.8361
P5 | -1285951.6507 | -1239354.88 | -1239730.1547 | -1284695.2218 | -1265615.3867 | -1287608.811 | -858866.2025 | -230782.0223 | -237266.0483 | -232015.8993 | -234620.5887 | -233958.8493 | -230976.5475 | -233283.8547 | -232042.4442 | -232495.3251 | -229048.1284 | -231094.2776 | -228401.7505 | -231511.0612
P95 | -1003469.007 | -876532.4451 | -835011.6205 | -829824.7663 | -875502.8055 | -946506.6776 | -644021.3044 | -168673.5084 | -164350.7792 | -180682.9011 | -174035.6946 | -182037.572 | -177309.76 | -168359.0946 | -184200.5692 | -179658.0603 | -181461.3628 | -180457.0687 | -181457.9188 | -182998.1968
2018 Small QF - Aggregated Wind Index
NETPOS - Net Position (MWh)
MEAN | 10494 | 10494 | 10494 | 10494 | 10494 | 10494 | 10494 | 10494 | 10494 | 10494 | 10494 | 10494 | 10494 | 10494 | 10494 | 10494 | 10494 | 10494 | 10494 | 10494
P5 | 10494 | 10494 | 10494 | 10494 | 10494 | 10494 | 10494 | 10494 | 10494 | 10494 | 10494 | 10494 | 10494 | 10494 | 10494 | 10494 | 10494 | 10494 | 10494 | 10494
P95 | 10494 | 10494 | 10494 | 10494 | 10494 | 10494 | 10494 | 10494 | 10494 | 10494 | 10494 | 10494 | 10494 | 10494 | 10494 | 10494 | 10494 | 10494 | 10494 | 10494
NETREVENUE - Net Revenue $
MEAN | -508473.281 | -487137.2836 | -483520.5996 | -490873.3675 | -496881.9984 | -506118.0276 | -515663.807 | -524612.1384 | -534127.4156 | -533905.3302 | -533169.7074 | -532352.2453 | -532053.6367 | -530995.3567 | -531024.1411 | -538221.9202 | -545659.7615 | -553265.3 | -560895.0942 | -568308.9672
P5 | -557856.8932 | -546069.1371 | -544974.1401 | -563732.2234 | -555285.5674 | -561635.5815 | -570403.6334 | -568563.1149 | -581888.4715 | -573285.0783 | -575172.2463 | -574330.7535 | -569563.0189 | -574782.1824 | -573358.4509 | -580222.1441 | -582667.2203 | -594522.13 | -598118.8991 | -612297.9057
P95 | -456014.0162 | -421191.8555 | -409710.3687 | -409638.7136 | -423934.9734 | -455336.3098 | -458970.4115 | -455363.6898 | -456069.4234 | -476234.4042 | -469888.193 | -484073.1566 | -476757.1292 | -456906.9332 | -484761.4293 | -487555.6914 | -500620.305 | -506422.5433 | -516420.8016 | -523623.3089
Physical Instrument - Total
NETPOS - Net Position (MWh)
MEAN | 144864.68 | 144626.73 | 143816.04 | 142974.37 | 142504.69 | 119646.22 | 78382.24 | 65018.1 | 65018.1 | 65018.1 | 65018.1 | 65018.1 | 65018.1 | 27953.02 | 21598.92 | 21379.05 | 21169.76 | 21169.76 | 16062.89 | 15805.5
P5 | 144864.68 | 144626.73 | 143816.04 | 142974.37 | 142504.69 | 119646.22 | 78382.24 | 65018.1 | 65018.1 | 65018.1 | 65018.1 | 65018.1 | 65018.1 | 27953.02 | 21598.92 | 21379.05 | 21169.76 | 21169.76 | 16062.89 | 15805.5
P95 | 144864.68 | 144626.73 | 143816.04 | 142974.37 | 142504.69 | 119646.22 | 78382.24 | 65018.1 | 65018.1 | 65018.1 | 65018.1 | 65018.1 | 65018.1 | 27953.02 | 21598.92 | 21379.05 | 21169.76 | 21169.76 | 16062.89 | 15805.5
NETREVENUE - Net Revenue $
MEAN | -7457807.457 | -7135951.1024 | -7049383.7146 | -7129474.7425 | -7220570.3629 | -6138426.835 | -4056583.7941 | -3563301.4669 | -3620915.4193 | -3619997.2453 | -3616148.0476 | -3611268.0178 | -3609477.1212 | -1443869.6615 | -1030498.579 | -1026016.8298 | -1022460.9202 | -1029528.5574 | -782153.0268 | -774760.8034
P5 | -8108967.8159 | -7918890.7218 | -7886850.8139 | -8097351.6839 | -7997671.3194 | -6748319.8539 | -4434562.0455 | -3817173.9395 | -3889369.7128 | -3852032.186 | -3867020.8342 | -3845814.528 | -3829272.1056 | -1552828.3018 | -1118080.5603 | -1114072.6172 | -1097224.1488 | -1114646.8208 | -843191.9676 | -844393.5169
P95 | -6745370.3739 | -6247816.3029 | -6079405.764 | -6028692.3485 | -6244079.9183 | -5575535.7925 | -3660162.7388 | -3192244.1687 | -3213220.0927 | -3296371.2286 | -3274617.4785 | -3317729.1167 | -3313562.2766 | -1267041.776 | -937017.4563 | -922120.1228 | -929647.3224 | -933811.6169 | -707838.2718 | -706621.5057
Transmission Line
NETREVENUE - Net Revenue $
MEAN | -28220526.2937 | -23069959.4943 | -23712610.0043 | -6918498.9775 | -3033317.3341 | -2775930.6237 | -4401021.4203 | -5215884.2528 | -7242766.8075 | -7665640.4503 | -10559817.4132 | -10953923.1948 | -11579579.8942 | -12237731.1201 | -12682012.4406 | -14086499.3951 | -18199356.1669 | -19790078.6089 | -21959271.6733 | -24001722.6502
P5 | -35965343.4082 | -29068140.3647 | -30303897.8192 | -9166122.405 | -4555859.6279 | -3758924.8378 | -5841736.3347 | -6625157.5863 | -9428264.1783 | -9548084.0667 | -13177629.3088 | -13368549.3944 | -14118027.5737 | -14715230.471 | -14951820.7448 | -17078304.0429 | -20776243.2537 | -22860287.8375 | -25297414.5389 | -26979664.2179
P95 | -22668719.3469 | -17532797.2053 | -18161573.5073 | -4973160.8223 | -1738790.6278 | -1755846.5034 | -3221338.0528 | -3661370.1829 | -4531915.0791 | -5668247.9956 | -7855044.9194 | -8810597.6882 | -9213247.2638 | -9713262.551 | -10336052.9387 | -11420874.262 | -15842798.0946 | -16872337.3982 | -19072134.4908 | -21248718.3307
Wind Asset
15597: New 2022JAN IRP Wind - GF #1
NETPOS - Net Position (MWh)
MEAN |  |  |  | 388762 | 388762 | 388762 | 388762 | 388762 | 388762 | 388762 | 388762 | 388762 | 388762 | 388762 | 388762 | 388762 | 388762 | 388762 | 388762 | 388762
P5 |  |  |  | 346947.9585 | 353985.7907 | 347680.437 | 350522.8511 | 350142.1895 | 355153.4923 | 361597.067 | 353050.3041 | 354214.2607 | 355538.7051 | 354315.7925 | 356067.0459 | 357015.4759 | 348192.6903 | 348091.4888 | 350276.4473 | 357668.7576
P95 |  |  |  | 423404.9057 | 428092.4031 | 423460.4222 | 427272.3455 | 431867.3219 | 431806.8812 | 425293.4734 | 425343.4447 | 428067.9236 | 429915.5704 | 427915.4023 | 426074.1615 | 423390.2458 | 426083.8295 | 427195.6981 | 430318.6836 | 421165.4755
NETREVENUE - Net Revenue $
MEAN |  | -283.2 | -292.8 | 6136665.3704 | 5974488.9605 | 5647997.111 | 5311515.8558 | 4977978.986 | 4604989.4054 | 4649869.073 | 4696366.0842 | 4721901.4973 | 4722817.0071 | 4786480.5661 | 4796826.9573 | 4803482.5886 | 4829190.1739 | 4852242.7669 | 4868567.3521 | 4906708.7248
P5 |  | -283.2 | -292.8 | 3479892.3861 | 3436118.9703 | 3655656.8366 | 2950574.6841 | 3139000.2816 | 2605575.6362 | 3088054.9761 | 2844623.201 | 2902273.2913 | 3185393.8118 | 3030701.502 | 2940230.3835 | 3253455.7679 | 3242139.8614 | 3089632.7551 | 3311779.1091 | 3023057.0971
P95 |  | -283.2 | -292.8 | 9400374.304 | 8837587.7223 | 8043090.4539 | 7865418.4023 | 7789354.5357 | 7557644.2945 | 6866234.0505 | 7147487.7148 | 6831726.7939 | 6989264.5664 | 7749847.2253 | 6786091.4723 | 6847698.1099 | 6659921.4181 | 6980951.7389 | 7090469.7787 | 6939496.4812
15597: New 2022JAN IRP Wind - GF #2
NETPOS - Net Position (MWh)
MEAN |  |  |  | 388762 | 388762 | 388762 | 388762 | 388762 | 388762 | 388762 | 388762 | 388762 | 388762 | 388762 | 388762 | 388762 | 388762 | 388762 | 388762 | 388762
P5 |  |  |  | 346947.9585 | 353985.7907 | 347680.437 | 350522.8511 | 350142.1895 | 355153.4923 | 361597.067 | 353050.3041 | 354214.2607 | 355538.7051 | 354315.7925 | 356067.0459 | 357015.4759 | 348192.6903 | 348091.4888 | 350276.4473 | 357668.7576
P95 |  |  |  | 423404.9057 | 428092.4031 | 423460.4222 | 427272.3455 | 431867.3219 | 431806.8812 | 425293.4734 | 425343.4447 | 428067.9236 | 429915.5704 | 427915.4023 | 426074.1615 | 423390.2458 | 426083.8295 | 427195.6981 | 430318.6836 | 421165.4755
NETREVENUE - Net Revenue $
MEAN |  | -283.2 | -292.8 | 6136665.3704 | 5974488.9605 | 5647997.111 | 5311515.8558 | 4977978.986 | 4604989.4054 | 4649869.073 | 4696366.0842 | 4721901.4973 | 4722817.0071 | 4786480.5661 | 4796826.9573 | 4803482.5886 | 4829190.1739 | 4852242.7669 | 4868567.3521 | 4906708.7248
P5 |  | -283.2 | -292.8 | 3479892.3861 | 3436118.9703 | 3655656.8366 | 2950574.6841 | 3139000.2816 | 2605575.6362 | 3088054.9761 | 2844623.201 | 2902273.2913 | 3185393.8118 | 3030701.502 | 2940230.3835 | 3253455.7679 | 3242139.8614 | 3089632.7551 | 3311779.1091 | 3023057.0971
P95 |  | -283.2 | -292.8 | 9400374.304 | 8837587.7223 | 8043090.4539 | 7865418.4023 | 7789354.5357 | 7557644.2945 | 6866234.0505 | 7147487.7148 | 6831726.7939 | 6989264.5664 | 7749847.2253 | 6786091.4723 | 6847698.1099 | 6659921.4181 | 6980951.7389 | 7090469.7787 | 6939496.4812
IRP 2018 71 Ranch Wind
NETPOS - Net Position (MWh)
MEAN | 11312.9414 | 11365.3693 | 11312.9168 | 11312.9405 | 11312.9963 | 11365.3646 | 11312.94 | 11312.9121 | 11312.8928 | 11365.3651 | 11312.9335 | 11312.9246 | 11312.8787 | 11365.3421 | 11312.8577 | 11312.9188 | 11312.9157 | 11365.3316 | 11312.9013 | 11312.9326
P5 | 10410.0227 | 10533.5725 | 10521.2269 | 10589.5772 | 10541.4736 | 10610.9179 | 10662.3511 | 10555.161 | 10580.5659 | 10574.9341 | 10465.2399 | 10521.4169 | 10423.3495 | 10606.5769 | 10664.9809 | 10570.6444 | 10323.8573 | 10643.2346 | 10465.7395 | 10592.2953
P95 | 12095.0312 | 11980.1617 | 12032.8603 | 12042.3388 | 12167.3824 | 12107.7951 | 12070.4262 | 12043.1892 | 12027.7853 | 12162.2442 | 12230.9337 | 12198.2488 | 12254.6884 | 12138.4734 | 12143.0786 | 12117.5652 | 12336.7534 | 12068.7191 | 12125.8844 | 12101.2081
NETREVENUE - Net Revenue $
MEAN | -458578.1826 | -427093.9586 | -420985.7337 | -430697.4368 | -434646.3229 | -447315.101 | -454631.6272 | -464229.8024 | -475040.1017 | -476427.9047 | -472826.0528 | -471868.6238 | -471484.6165 | -471426.5882 | -468926.683 | -467816.1854 | -467838.8275 | -469305.3309 | -466076.0298 | -464905.1846
P5 | -521541.2417 | -506377.2029 | -503894.5595 | -528252.9882 | -517055.7401 | -521701.6447 | -530601.089 | -533283.0246 | -543171.5955 | -545768.5825 | -541289.5976 | -542682.0704 | -540052.8372 | -540719.69 | -526877.3407 | -537253.4522 | -533458.7639 | -530059.6141 | -520880.6863 | -523623.5768
P95 | -400335.8162 | -354493.4187 | -332331.9684 | -330984.8745 | -345555.2416 | -365928.0167 | -380183.1066 | -378751.2122 | -382439.4434 | -400646.107 | -392628.7467 | -401827.1738 | -399245.0548 | -389392.5096 | -411477.4433 | -411052.3518 | -392339.573 | -397525.6054 | -399350.4893 | -410453.4508
IRP 2018 Big Timber Wind
NETPOS - Net Position (MWh)
MEAN | 88000.0189 | 88319.586 | 88000.1466 | 88000.14 | 88000.0047 | 88319.7127 | 88000.1745 | 87999.9604 | 88000.2466 | 88319.4045 | 88000.3026 | 87999.9505 | 88000.3073 | 88319.3908 | 88000.4242 | 88000.0803 | 88000.0075 | 88319.7706 | 88000.3232 | 87999.926
P5 | 81756.2979 | 81883.2558 | 81290.6417 | 82376.6408 | 81992.5958 | 81810.5428 | 81759.8115 | 82453.2973 | 81759.7373 | 81264.7733 | 81853.221 | 79954.9288 | 81193.5523 | 82578.8033 | 81742.1061 | 81662.9243 | 81726.4971 | 81883.7171 | 81685.9994 | 81586.8846
P95 | 95521.5162 | 93781.9473 | 93569.7171 | 94855.6905 | 94596.2552 | 95436.6337 | 94049.5 | 94143.4697 | 94343.0643 | 93996.3831 | 95470.0146 | 94712.5453 | 94869.6164 | 95287.5451 | 94354.9254 | 94179.35 | 94987.3175 | 95646.3092 | 94375.872 | 94953.2729
NETREVENUE - Net Revenue $
MEAN | -2808242.9702 | -2574607.6152 | -2541738.2354 | -2607662.0648 | -2637878.8785 | -2726222.8627 | -2795254.3028 | -2867450.2659 | -2949198.1326 | -2951503.3536 | -2930441.6227 | -2924380.6504 | -2915102.5622 | -2914526.5897 | -2908771.8872 | -2895211.277 | -2895224.8821 | -2899035.9504 | -2885235.2143 | -2880833.5993
P5 | -3322749.9334 | -3201040.9739 | -3159346.9786 | -3364156.8816 | -3186725.5794 | -3359641.4632 | -3355534.4338 | -3350814.8278 | -3493524.6085 | -3368513.5709 | -3351123.7512 | -3383163.1094 | -3300050.6937 | -3536186.4806 | -3366717.5716 | -3338498.5017 | -3321899.9307 | -3392100.3051 | -3269404.3412 | -3362180.1862
P95 | -2298200.7843 | -2044838.6619 | -1849817.7817 | -1872223.2642 | -1995488.1813 | -2218018.0231 | -2273212.5821 | -2306714.8265 | -2152740.1192 | -2428996.5791 | -2374656.0147 | -2343715.0075 | -2259493.6296 | -2250676.7953 | -2469003.2404 | -2447460.6928 | -2328313.6909 | -2432984.0777 | -2416371.4952 | -2405108.2318
IRP 2018 Crazy Mountain
NETPOS - Net Position (MWh)
MEAN |  | 262270.0479 | 260550.4911 | 260551.9623 | 260554.292 | 262270.5901 | 260551.2904 | 260549.7502 | 260551.5333 | 262268.3487 | 260553.2829 | 260550.6741 | 260551.8866 | 262270.513 | 260550.7265 | 260551.0245 | 260551.2968 | 262268.1003 | 260551.5342 | 260550.385
P5 |  | 244568.6361 | 240186.0501 | 239069.8891 | 241391.0044 | 241683.4057 | 240578.6215 | 236531.2989 | 238337.2013 | 241086.072 | 237545.524 | 240412.4142 | 240268.084 | 241686.893 | 240027.1463 | 242802.6409 | 236638.379 | 239706.2076 | 241164.2992 | 243400.1628
P95 |  | 283880.8103 | 280364.3826 | 278909.5819 | 283017.8129 | 283407.4172 | 281753.3981 | 285527.4998 | 286008.2185 | 288915.7369 | 289546.8164 | 282842.0937 | 284279.6497 | 284466.5495 | 278694.4256 | 282280.8739 | 282567.7175 | 282514.1742 | 286613.6597 | 279937.821
NETREVENUE - Net Revenue $
MEAN |  | -5431795.6222 | -5292076.8361 | -5516647.7994 | -5618560.5251 | -5881737.4071 | -6067665.4858 | -6283867.4905 | -6521405.1284 | -6527196.6005 | -6440106.0715 | -6427290.193 | -6428823.8256 | -6417639.592 | -6377876.0157 | -6348985.3975 | -6340320.7631 | -6353951.4961 | -6306113.5057 | -6281336.8322
P5 |  | -7170035.4896 | -7086034.441 | -7554307.8812 | -7348139.9413 | -7545809.2671 | -7544611.3958 | -7724741.1857 | -7972949.4072 | -8022783.1525 | -8185431.9301 | -7802470.8525 | -7751270.2718 | -8017339.8768 | -7639367.5443 | -7576427.6601 | -7857897.1692 | -7775192.6268 | -7570712.7878 | -7644359.4454
P95 |  | -3495806.7497 | -3292637.4364 | -3390390.9315 | -3756061.4784 | -4269823.8681 | -4384308.6025 | -4306003.3712 | -4241979.2726 | -4878767.4446 | -4475328.9283 | -4806479.5435 | -4619372.8734 | -4717452.7114 | -5071811.6501 | -4952195.7922 | -4527497.0625 | -5008619.2073 | -4923242.5771 | -5002583.4876
IRP 2018 DA Wind
NETPOS - Net Position (MWh)
MEAN | 11312.9414 | 11365.3693 | 11312.9168 | 11312.9405 | 11312.9963 | 11365.3646 | 11312.94 | 11312.9121 | 11312.8928 | 11365.3651 | 11312.9335 | 11312.9246 | 11312.8787 | 11365.3421 | 11312.8577 | 11312.9188 | 11312.9157 | 11365.3316 | 11312.9013 | 11312.9326
P5 | 10410.0227 | 10533.5725 | 10521.2269 | 10589.5772 | 10541.4736 | 10610.9179 | 10662.3511 | 10555.161 | 10580.5659 | 10574.9341 | 10465.2399 | 10521.4169 | 10423.3495 | 10606.5769 | 10664.9809 | 10570.6444 | 10323.8573 | 10643.2346 | 10465.7395 | 10592.2953
P95 | 12095.0312 | 11980.1617 | 12032.8603 | 12042.3388 | 12167.3824 | 12107.7951 | 12070.4262 | 12043.1892 | 12027.7853 | 12162.2442 | 12230.9337 | 12198.2488 | 12254.6884 | 12138.4734 | 12143.0786 | 12117.5652 | 12336.7534 | 12068.7191 | 12125.8844 | 12101.2081
NETREVENUE - Net Revenue $
MEAN | -458578.1826 | -427093.9586 | -420985.7337 | -430697.4368 | -434646.3229 | -447315.101 | -454631.6272 | -464229.8024 | -475040.1017 | -476427.9047 | -472826.0528 | -471868.6238 | -471484.6165 | -471426.5882 | -468926.683 | -467816.1854 | -467838.8275 | -469305.3309 | -466076.0298 | -464905.1846
P5 | -521541.2417 | -506377.2029 | -503894.5595 | -528252.9882 | -517055.7401 | -521701.6447 | -530601.089 | -533283.0246 | -543171.5955 | -545768.5825 | -541289.5976 | -542682.0704 | -540052.8372 | -540719.69 | -526877.3407 | -537253.4522 | -533458.7639 | -530059.6141 | -520880.6863 | -523623.5768
P95 | -400335.8162 | -354493.4187 | -332331.9684 | -330984.8745 | -345555.2416 | -365928.0167 | -380183.1066 | -378751.2122 | -382439.4434 | -400646.107 | -392628.7467 | -401827.1738 | -399245.0548 | -389392.5096 | -411477.4433 | -411052.3518 | -392339.573 | -397525.6054 | -399350.4893 | -410453.4508
IRP 2018 Fairfield
NETPOS - Net Position (MWh)
MEAN | 30230.8122 | 30421.4271 | 30231.033 | 30230.6466 | 30230.9117 | 30421.619 | 30230.9695 | 30230.7171 | 30230.6995 | 30421.3029 | 30230.913 | 30230.9493 | 30230.8542 | 30421.4857 | 30231.0112
P5 | 27659.1732 | 28077.6283 | 27306.9727 | 27793.5293 | 27356.5092 | 27974.0452 | 27655.1096 | 27704.3515 | 27069.8416 | 27490.1407 | 27704.4143 | 26167.1132 | 26804.7719 | 27271.4179 | 27430.4862
P95 | 32834.7574 | 32823.5324 | 32538.4174 | 32847.2827 | 32816.6964 | 32932.4817 | 32862.5141 | 33173.7782 | 32845.8035 | 33241.6023 | 33470.3487 | 33117.8541 | 34043.3337 | 33653.2098 | 32843.3505
NETREVENUE - Net Revenue $
MEAN | -1485760.8291 | -1405824.93 | -1387853.9546 | -1408464.081 | -1421268.991 | -1457325.9509 | -1474535.1457 | -1499378.4374 | -1529124.4128 | -1534948.4754 | -1520484.3305 | -1519319.8067 | -1516326.2366 | -1521922.8083 | -1513407.3258
P5 | -1684854.4351 | -1659484.8686 | -1667164.307 | -1646907.8912 | -1649571.4752 | -1671811.7517 | -1693850.7611 | -1707989.4483 | -1769602.2396 | -1722922.4858 | -1716219.97 | -1747703.4309 | -1762719.7285 | -1751377.6404 | -1712576.3263
P95 | -1259102.0493 | -1164152.3321 | -1129797.3817 | -1156440.7384 | -1175154.3324 | -1248265.7625 | -1260298.2272 | -1288034.2749 | -1214767.673 | -1304946.4521 | -1303153.178 | -1251000.4698 | -1273104.0305 | -1254537.3038 | -1309030.0387
IRP 2018 Gordon Butte
NETPOS - Net Position (MWh)
MEAN | 39550.1631 | 39737.0787 | 39550.2264 | 39550.0565 | 39550.0861 | 39737.1897 | 39550.2159 | 39550.1444 | 39550.2994 | 39737.0244 | 39550.0692 | 39550.0854 | 39550.0956 | 39737.0759 | 39550.2588 | 39550.1381 | 39550.1638 | 11988.9907
P5 | 36465.5298 | 37316.4605 | 36979.2004 | 37426.1033 | 36742.9095 | 37228.792 | 36936.6498 | 36490.1786 | 36565.9519 | 37063.2836 | 36778.2273 | 36174.9356 | 36102.7889 | 37175.2502 | 37092.2081 | 36534.5394 | 37302.9196 | 10799.0649
P95 | 42381.8199 | 42577.0187 | 42237.4561 | 42277.0851 | 42351.0922 | 42564.1758 | 42387.433 | 42752.881 | 42113.3118 | 42849.6805 | 42967.0912 | 42592.2247 | 42913.5185 | 42766.2576 | 42559.674 | 42374.8689 | 42139.4026 | 13274.5722
NETREVENUE - Net Revenue $
MEAN | -2190631.2969 | -2084443.0907 | -2063925.1833 | -2095039.6293 | -2109633.1591 | -2155209.0391 | -2179729.6635 | -2211636.4154 | -2249732.3478 | -2256737.9126 | -2240563.9235 | -2237187.3691 | -2234445.3344 | -2239767.6059 | -2230566.6698 | -2224314.2038 | -2222793.5906 | -655839.3341
P5 | -2443735.2292 | -2379230.107 | -2377487.7257 | -2413218.504 | -2423113.9266 | -2472135.2095 | -2504293.434 | -2450451.8299 | -2504668.9913 | -2496345.4252 | -2482989.5705 | -2500780.0899 | -2513867.1359 | -2527742.2453 | -2473567.7008 | -2442869.9195 | -2441394.6401 | -754145.8854
P95 | -1940002.3647 | -1833643.0675 | -1737041.9061 | -1746926.8467 | -1784214.0194 | -1863120.0877 | -1909319.8984 | -1952406.1451 | -1874997.6829 | -1960739.9818 | -1933037.1125 | -1883829.2799 | -1922162.8364 | -1915836.6969 | -2015220.166 | -1994248.7987 | -1994162.5715 | -545635.2414
IRP 2018 Greenfield
NETPOS - Net Position (MWh)
MEAN | 78983.7429 | 79055.0094 | 78983.9963 | 78984.1085 | 78984.0382 | 79054.7988 | 78984.4676 | 78984.055 | 78984.1734 | 79054.8641 | 78983.9867 | 78984.0118 | 78983.5938 | 79054.8766 | 78984.1683 | 78984.0175 | 78983.7298 | 79054.8794 | 78984.1067 | 78983.9565
P5 | 72155.9989 | 72958.466 | 71866.041 | 73289.2364 | 72251.8765 | 72750.1458 | 72457.152 | 72706.1979 | 71889.7029 | 71838.9605 | 71822.1313 | 70416.3719 | 72298.218 | 71781.6569 | 73608.4174 | 72254.4974 | 72683.5446 | 72324.5978 | 72703.7209 | 73215.3439
P95 | 86225.0258 | 85550.8453 | 85630.1897 | 85674.5857 | 85978.7796 | 86039.0932 | 84838.6084 | 86276.1994 | 86112.6385 | 85711.6935 | 86640.1979 | 85655.249 | 85689.2023 | 86046.5885 | 85521.2953 | 84846.5352 | 86008.5757 | 84665.5326 | 85797.3829 | 85738.0905
NETREVENUE - Net Revenue $
MEAN | -3216320.4853 | -2985489.7835 | -2962680.1712 | -3016220.9044 | -3053501.6167 | -3125601.9323 | -3193942.137 | -3258834.4201 | -3334665.2403 | -3331959.5523 | -3318584.2307 | -3312743.7179 | -3307535.1017 | -3299879.619 | -3301293.6458 | -3290601.6696 | -3288482.3372 | -3287163.7612 | -3281138.4761 | -3275771.398
P5 | -3714311.1769 | -3553693.3 | -3542393.0395 | -3614258.4746 | -3636062.424 | -3698192.063 | -3716136.0405 | -3796873.9273 | -3861116.0041 | -3757008.6908 | -3733610.9898 | -3802850.4018 | -3766986.2596 | -3862406.2677 | -3692165.4645 | -3750678.0129 | -3722718.8869 | -3824091.4574 | -3670790.7481 | -3742296.4956
P95 | -2687665.4671 | -2485032.0025 | -2342062.0916 | -2348685.2852 | -2459962.4607 | -2577237.3002 | -2711151.5943 | -2784970.1198 | -2605687.646 | -2832765.4167 | -2802124.6216 | -2784149.4549 | -2689240.8239 | -2724153.5552 | -2891182.3468 | -2869586.0458 | -2802049.2027 | -2791363.7409 | -2847815.1442 | -2840923.3026
IRP 2018 Judith Gap
NETPOS - Net Position (MWh)
MEAN | 470838.5132 | 472705.9873 | 470839.8235 | 470838.0858 | 470838.316 | 472706.5996 | 470839.7326 | 470838.4651
P5 | 436192.6327 | 440976.318 | 424613.9381 | 434589.3457 | 429824.5524 | 436011.9937 | 434201.1604 | 430880.3544
P95 | 504305.0809 | 504835.6633 | 503749.3177 | 508537.6112 | 507560.3458 | 512652.7089 | 504984.5161 | 514844.8526
NETREVENUE - Net Revenue $
MEAN | -3856360.9838 | -2499619.3521 | -2345935.3174 | -2710739.7449 | -2880359.7225 | -3309188.7295 | -3704136.7332 | -4082900.9587
P5 | -6156003.9937 | -5578306.6245 | -5439786.8021 | -6329924.7515 | -5697796.3153 | -6295773.9901 | -6638517.3171 | -6374961.0983
P95 | -1558125.0068 | 709860.8323 | 1443777.0906 | 1302657.0475 | 581873.1701 | -582336.9553 | -808447.5384 | -929299.5163
IRP 2018 Musselshell 1
NETPOS - Net Position (MWh)
MEAN | 25282.5262 | 25515.5642 | 25282.5208 | 25282.6752 | 25282.7937 | 25516.1775 | 25282.4787 | 25282.7264 | 25282.6532 | 25515.2458 | 25282.6841 | 25282.6241 | 25282.4285 | 25515.7967 | 25282.5395 | 25282.4295 | 25282.6325 | 8263.0649
P5 | 22877.9684 | 23503.3592 | 22592.6489 | 22986.5302 | 22740.5503 | 23045.7286 | 22973.7955 | 22862.4947 | 22977.0244 | 23019.5864 | 23068.2217 | 22193.6007 | 22412.9956 | 23226.2072 | 23310.654 | 22843.6385 | 23370.0934 | 7082.6942
P95 | 27560.0575 | 27890.4173 | 27125.299 | 28045.8284 | 27546.7088 | 27953.077 | 27516.729 | 27630.0996 | 27101.8703 | 27742.1962 | 27920.0223 | 27551.6193 | 27763.0251 | 27712.0651 | 27484.3361 | 27691.1963 | 27319.4787 | 9373.6191
NETREVENUE - Net Revenue $
MEAN | -1407057.4409 | -1345172.0291 | -1324856.7765 | -1342302.9888 | -1352515.5327 | -1386892.6679 | -1396465.12 | -1416573.2043 | -1441773.6518 | -1451781.9386 | -1434486.5542 | -1432490.2881 | -1430279.8795 | -1439849.4662 | -1428404.7137 | -1424068.4255 | -1423459.2838 | -456171.1186
P5 | -1595781.3633 | -1563556.2105 | -1514368.6252 | -1543940.4833 | -1542114.3596 | -1598252.9752 | -1608438.45 | -1603508.0629 | -1637714.4947 | -1629533.7119 | -1631018.7981 | -1597238.559 | -1621818.093 | -1639686.6612 | -1589234.2758 | -1606171.4801 | -1594687.6401 | -532991.6363
P95 | -1230470.9222 | -1159184.7462 | -1087098.3237 | -1128110.4115 | -1113877.0962 | -1179519.9443 | -1184774.4235 | -1246898.3555 | -1196610.8553 | -1216112.8845 | -1201937.9636 | -1214889.719 | -1224793.5077 | -1226199.4849 | -1281839.2442 | -1263892.5475 | -1243302.3857 | -371469.4501
IRP 2018 Musselshell 2
NETPOS - Net Position (MWh)
MEAN | 29719.1988 | 29826.2632 | 29719.3364 | 29719.441 | 29719.4536 | 29826.6466 | 29719.1516 | 29719.332 | 29719.4103 | 29826.2172 | 29719.2815 | 29719.4776 | 29719.1966 | 29826.4643 | 29719.2491 | 29719.2212 | 29719.3162 | 9261.0131
P5 | 27106.9798 | 27599.2783 | 26763.1854 | 27344.4026 | 26933.4828 | 27242.2849 | 27421.3623 | 26964.9523 | 27235.6972 | 27157.1215 | 27399.0814 | 26640.2423 | 26565.26 | 27474.7959 | 27621.8354 | 26937.7352 | 27427.8341 | 7989.5421
P95 | 32206.9561 | 32240.5843 | 31988.4874 | 32616.7596 | 31985.4661 | 32376.9551 | 32003.7354 | 32532.1511 | 31745.6749 | 32187.0517 | 32343.5676 | 32285.327 | 32387.4623 | 31849.78 | 32018.9791 | 32311.8897 | 31925.0651 | 10348.5404
NETREVENUE - Net Revenue $
MEAN | -1655313.2639 | -1573339.7906 | -1558069.6537 | -1578426.4037 | -1591299.2498 | -1622671.9977 | -1642895.0936 | -1666668.2475 | -1696072.1375 | -1698691.5688 | -1687693.0997 | -1685199.8974 | -1683211.669 | -1684992.8595 | -1680406.7383 | -1676071.6375 | -1675177.6825 | -511991.5707
P5 | -1868625.1645 | -1809243.7634 | -1771571.0599 | -1803095.137 | -1799896.1437 | -1873465.3418 | -1895382.2837 | -1872684.5224 | -1914266.7543 | -1889329.3736 | -1903080.9792 | -1871225.1464 | -1888988.9371 | -1898459.2991 | -1861495.3738 | -1869957.8925 | -1858420.2667 | -592589.0358
P95 | -1444492.2745 | -1371348.2221 | -1290964.9906 | -1340441.0518 | -1317942.7036 | -1389130.5371 | -1411207.4567 | -1462407.1834 | -1408494.8562 | -1426849.2433 | -1421333.2023 | -1445710.5442 | -1440244.2104 | -1444843.9965 | -1522519.5643 | -1488549.7431 | -1464222.5983 | -418839.4747
IRP 2018 Oversight Wind
NETPOS - Net Position (MWh)
MEAN | 11312.9414 | 11365.3693 | 11312.9168 | 11312.9405 | 11312.9963 | 11365.3646 | 11312.94 | 11312.9121 | 11312.8928 | 11365.3651 | 11312.9335 | 11312.9246 | 11312.8787 | 11365.3421 | 11312.8577 | 11312.9188 | 11312.9157 | 11365.3316 | 11312.9013 | 11312.9326
P5 | 10410.0227 | 10533.5725 | 10521.2269 | 10589.5772 | 10541.4736 | 10610.9179 | 10662.3511 | 10555.161 | 10580.5659 | 10574.9341 | 10465.2399 | 10521.4169 | 10423.3495 | 10606.5769 | 10664.9809 | 10570.6444 | 10323.8573 | 10643.2346 | 10465.7395 | 10592.2953
P95 | 12095.0312 | 11980.1617 | 12032.8603 | 12042.3388 | 12167.3824 | 12107.7951 | 12070.4262 | 12043.1892 | 12027.7853 | 12162.2442 | 12230.9337 | 12198.2488 | 12254.6884 | 12138.4734 | 12143.0786 | 12117.5652 | 12336.7534 | 12068.7191 | 12125.8844 | 12101.2081
NETREVENUE - Net Revenue $
MEAN | -458578.1826 | -427093.9586 | -420985.7337 | -430697.4368 | -434646.3229 | -447315.101 | -454631.6272 | -464229.8024 | -475040.1017 | -476427.9047 | -472826.0528 | -471868.6238 | -471484.6165 | -471426.5882 | -468926.683 | -467816.1854 | -467838.8275 | -469305.3309 | -466076.0298 | -464905.1846
P5 | -521541.2417 | -506377.2029 | -503894.5595 | -528252.9882 | -517055.7401 | -521701.6447 | -530601.089 | -533283.0246 | -543171.5955 | -545768.5825 | -541289.5976 | -542682.0704 | -540052.8372 | -540719.69 | -526877.3407 | -537253.4522 | -533458.7639 | -530059.6141 | -520880.6863 | -523623.5768
P95 | -400335.8162 | -354493.4187 | -332331.9684 | -330984.8745 | -345555.2416 | -365928.0167 | -380183.1066 | -378751.2122 | -382439.4434 | -400646.107 | -392628.7467 | -401827.1738 | -399245.0548 | -389392.5096 | -411477.4433 | -411052.3518 | -392339.573 | -397525.6054 | -399350.4893 | -410453.4508
IRP 2018 South Peak Wind 80 MW
NETPOS - Net Position (MWh)
MEAN | 41055.0396 | 306081.3103 | 304218.6488 | 304217.4867 | 304217.5665 | 306081.4632 | 304217.9076 | 304218.0687 | 304218.7425 | 306080.8346 | 304218.378 | 304217.6737 | 304217.9843 | 306081.1482 | 304217.8527 | 263162.983
P5 | 35162.8395 | 285654.3899 | 281198.5675 | 283198.4348 | 284746.1609 | 287024.5072 | 287530.2025 | 280045.0309 | 286278.0911 | 281344.3658 | 283534.2258 | 278544.5847 | 281288.0604 | 282460.3446 | 286583.391 | 242839.5959
P95 | 47710.3416 | 328213.9995 | 322230.2143 | 324752.4692 | 322981.1911 | 327500.8882 | 327821.6773 | 327802.4741 | 326206.8113 | 327834.373 | 326849.0178 | 327438.7618 | 327250.0204 | 329315.3804 | 326331.2708 | 285776.3616
NETREVENUE - Net Revenue $
MEAN | -143017.1615 | -1675889.3446 | -1592236.1917 | -1832493.8457 | -1940966.5829 | -2215754.2422 | -2477023.5354 | -2724103.1414 | -3006371.2279 | -3002546.1431 | -2934662.2884 | -2905987.7409 | -2884554.7336 | -2858678.4678 | -2843998.286 | -2696948.4228
P5 | -389495.8445 | -3649493.7662 | -3635784.9994 | -4238636.1805 | -3754578.5391 | -4103551.9008 | -4360483.9709 | -4279197.6117 | -4583529.0333 | -4417867.725 | -4324057.136 | -4429286.9427 | -4127882.6019 | -4411883.5078 | -4297638.6824 | -3919813.2344
P95 | 123531.6411 | 424818.0765 | 837244.3987 | 742077.0036 | 307692.0485 | -393072.6809 | -630322.0763 | -679703.3506 | -394207.4738 | -1473877.2217 | -828388.4803 | -1081589.1252 | -856315.5978 | -353628.8843 | -1442209.697 | -1350025.9904
IRP 2018 Spion Kop
NETPOS - Net Position (MWh)
MEAN | 133910.8799 | 134369.1876 | 133910.9097 | 133911.1156 | 133911.0712 | 134368.9931 | 133911.7834 | 133911.3192 | 133912.5745 | 134368.4702 | 133911.2867 | 133911.2391 | 133911.2829 | 134368.8721 | 133912.0342 | 133911.1771 | 133911.6361 | 134368.8417 | 133911.6919 | 133911.5813
P5 | 122263.0826 | 124278.6568 | 122061.7055 | 124634.0929 | 123259.1587 | 123673.6338 | 123321.2657 | 120981.2026 | 122889.375 | 123522.9538 | 123343.312 | 120694.3512 | 120995.1252 | 121818.0985 | 122483.5369 | 122248.339 | 123307.0665 | 124678.4648 | 121618.8532 | 124517.6071
P95 | 145834.6631 | 145732.7597 | 144101.6646 | 146981.9392 | 145060.3715 | 146830.8829 | 144856.2552 | 147727.2987 | 143748.1808 | 147486.2089 | 146087.5193 | 145442.3385 | 146645.2054 | 145625.9741 | 145284.2084 | 145370.3933 | 144268.1563 | 147382.4836 | 146251.5352 | 144608.0638
NETREVENUE - Net Revenue $
MEAN | 1851653.3476 | 2244976.6879 | 2278269.4186 | 2177936.594 | 2123772.6099 | 2008086.3412 | 1885189.7066 | 1776690.5998 | 1645549.2194 | 1666014.2726 | 1680851.0521 | 1691127.1817 | 1701372.4961 | 1723961.1501 | 1713721.8932 | 1734480.0869 | 1739931.6174 | 1754420.331 | 1753654.564 | 1761172.9185
P5 | 1164007.8513 | 1398034.9711 | 1381706.514 | 1255201.1422 | 1296295.1071 | 1286813.1156 | 1076216.1983 | 1121427.4758 | 1027086.2261 | 1119481.2451 | 1062940.6898 | 1044136.039 | 1118269.053 | 1076859.2971 | 1117195.6547 | 1132288.9383 | 1180654.5405 | 1149119.2087 | 1242473.2835 | 1105043.8664
P95 | 2537135.298 | 3152140.9013 | 3408488.7551 | 3356603.3703 | 3128330.1908 | 2812521.5136 | 2630026.5456 | 2708764.5294 | 2710299.6997 | 2485415.5691 | 2537746.6842 | 2271633.3665 | 2492460.7656 | 2844492.7455 | 2406341.464 | 2592487.5095 | 2416268.7548 | 2438538.5543 | 2427567.8388 | 2560158.6777
IRP 2018 Stillwater Wind
NETPOS - Net Position (MWh)
MEAN | 282828.0857 | 283298.7019 | 282829.3899 | 282828.0826 | 282827.6534 | 283298.0783 | 282828.3875 | 282828.4129 | 282829.0845 | 283297.612 | 282827.7549 | 282828.1994 | 282828.1025 | 283297.6365 | 282828.4358 | 282828.5197 | 282828.5992 | 283298.2311 | 282828.7041 | 282828.5954
P5 | 258274.0841 | 261190.5338 | 255391.3508 | 261391.4303 | 253929.4838 | 261315.6228 | 254875.1206 | 256067.3472 | 257684.4774 | 257249.5629 | 253778.856 | 258417.2017 | 252952.9017 | 261229.0281 | 258583.4077 | 258026.7905 | 257492.3403 | 259964.5825 | 260861.89 | 259089.2467
P95 | 306606.538 | 313103.5195 | 308811.2528 | 308203.0844 | 309033.0278 | 311189.637 | 312921.4911 | 312925.8224 | 305133.4427 | 313586.9178 | 310401.4939 | 308035.6492 | 310310.1235 | 308168.2868 | 304542.8027 | 307545.6115 | 305542.1487 | 311052.2374 | 306554.6371 | 309296.4814
NETREVENUE - Net Revenue $
MEAN | -6801919.9262 | -5996391.9957 | -5870063.6805 | -6091085.5152 | -6193720.1144 | -6492479.7075 | -6705837.7831 | -6945537.457 | -7221380.6297 | -7182543.1947 | -7139502.6398 | -7133812.3894 | -7104031.7064 | -7078782.3765 | -7068533.6239 | -7047331.0141 | -7048203.5603 | -7032222.9309 | -7004864.2162 | -6991021.5862
P5 | -8265883.9694 | -7877476.2194 | -7787971.8709 | -8401125.5007 | -7972761.8312 | -8385403.512 | -8234067.3246 | -8277183.5546 | -8689553.8956 | -8664706.4635 | -8652006.4048 | -8488442.1648 | -8569601.44 | -8575980.988 | -8486476.1657 | -8225656.1973 | -8587671.5609 | -8737254.0068 | -8246024.0561 | -8517424.9032
P95 | -5254217.7649 | -4147279.5777 | -3753984.6153 | -3859583.5986 | -4221839.8957 | -4880955.2064 | -4901604.7979 | -5332104.0918 | -5090805.3559 | -5565166.1145 | -5361948.2039 | -5395410.8239 | -5485444.0236 | -5091796.7304 | -5512138.0913 | -5663123.5018 | -5484183.8557 | -5400675.1821 | -5509333.33 | -5489851.129
IRP 2018 Two Dot Wind
NETPOS - Net Position (MWh)
MEAN | 31602.0117 | 31775.0283 | 31602.1191 | 31602.0435 | 31602.0163 | 31775.0322 | 31602.0459 | 31602.0025 | 31602.0615 | 31774.9912 | 31602.0528 | 31602.0379 | 31602.0503 | 31775.0392 | 31602.0735 | 31602.0728 | 31602.0971 | 31774.9993 | 31602.0406 | 31602.0461
P5 | 28203.6114 | 28912.4296 | 28632.5829 | 28858.4226 | 29011.1781 | 28978.9384 | 28780.8887 | 28719.4541 | 29011.3933 | 28703.3402 | 28947.8704 | 28001.964 | 28323.49 | 29124.9015 | 28964.8626 | 29197.6882 | 28843.8647 | 28835.0906 | 28436.4288 | 29101.8565
P95 | 34786.7948 | 34935.1119 | 34002.3523 | 34861.7547 | 34691.9111 | 34884.66 | 34266.7517 | 34794.1623 | 33917.2526 | 34864.7203 | 34992.8614 | 34903.081 | 35237.9015 | 35041.1096 | 34541.5121 | 34595.514 | 34261.2336 | 34786.4776 | 34232.4851 | 34598.9346
NETREVENUE - Net Revenue $
MEAN | 439481.1473 | 526651.2434 | 533939.8366 | 513253.015 | 499740.4472 | 475596.5894 | 445310.9583 | 419384.5892 | 389847.706 | 394780.8786 | 399250.4881 | 401049.6232 | 403654.3245 | 410387.5999 | 405770.5858 | 411328.1638 | 412586.9937 | 417481.1616 | 415998.1911 | 418775.2302
P5 | 269532.2743 | 326434.7408 | 332640.9455 | 303473.8843 | 299120.201 | 302340.5312 | 248242.0969 | 268099.5465 | 247064.4857 | 266186.8215 | 253695.7805 | 240236.2063 | 269590.6413 | 260131.889 | 258212.5239 | 272034.2371 | 268616.7929 | 276065.1759 | 291466.5606 | 266450.2892
P95 | 602674.1076 | 742933.7198 | 789956.4901 | 787680.5327 | 743537.0039 | 668160.7876 | 638077.005 | 653022.6438 | 641200.4616 | 575590.5194 | 599005.7409 | 548334.5869 | 600659.3174 | 681660.3168 | 571767.1609 | 588132.9913 | 562870.8946 | 580887.95 | 580300.8644 | 601087.5622
IRP_2018 Black Eagle Solar
NETPOS - Net Position (MWh)
MEAN | 5843.0131 | 5875.5621 | 5836.1174 | 5805.9407 | 5804.2688 | 5865.39 | 5841.6711 | 5829.6743 | 5851.2558 | 5857.0666 | 5867.8588 | 5839.4297 | 5859.8621 | 5851.1937 | 5822.6356 | 5853.923 | 5846.6368 | 5820.035 | 5836.6112 | 5865.5601
P5 | 3217.0795 | 2854.7372 | 3266.8301 | 3133.7382 | 2973.7519 | 2974.2813 | 3214.5124 | 2843.3067 | 3145.3908 | 3099.6264 | 3166.2474 | 2970.455 | 2958.1621 | 2985.7002 | 2684.3397 | 3049.9937 | 2937.2972 | 3073.2071 | 3201.0926 | 3278.1359
P95 | 8782.1728 | 8759.0994 | 8823.5416 | 8916.6203 | 8546.6979 | 8853.2223 | 8660.3198 | 8616.9476 | 8747.2785 | 8700.6817 | 8691.6738 | 8845.4798 | 8966.2658 | 8785.6083 | 8520.293 | 8962.2966 | 8983.1083 | 8661.8712 | 8990.259 | 8650.6595
NETREVENUE - Net Revenue $
MEAN | -277952.143 | -274055.4042 | -267730.8435 | -269542.9144 | -272440.8442 | -280796.6231 | -283859.0825 | -287888.1319 | -292659.9382 | -294109.9143 | -292349.4495 | -291289.9143 | -291758.4972 | -290834.7994 | -289607.1749 | -290085.1994 | -289799.3654 | -287538.2133 | -288912.4534 | -289127.3889
P5 | -424013.6477 | -432440.2268 | -418294.9784 | -429908.3923 | -409305.2637 | -436208.8964 | -420373.3998 | -445210.8496 | -441802.8446 | -450404.5922 | -446585.695 | -451751.1819 | -452423.4053 | -446680.1135 | -433057.3374 | -451814.4337 | -434528.7724 | -423842.6469 | -429311.3267 | -434647.8943
P95 | -146283.671 | -126076.9862 | -151452.827 | -127641.0852 | -132509.5426 | -141041.7969 | -153596.0938 | -140825.8656 | -156806.2905 | -153326.2811 | -154003.6684 | -149161.2778 | -144513.8179 | -151341.5064 | -133339.9839 | -151343.2105 | -139064.9774 | -144275.7662 | -155951.3047 | -150248.7964
IRP_2018 Energy of Utah MTSUN
NETPOS - Net Position (MWh)
MEAN | 5799.9915 | 182701.2885 | 182262.5788 | 182148.1085 | 182163.164 | 182657.3701 | 182158.1953 | 182129.3891 | 182065.4488 | 182666.208 | 182068.5979 | 182128.653 | 182140.6905 | 182641.789 | 182098.7467 | 176347.4515
P5 | 3691.8537 | 79309.3416 | 76833.2601 | 82176.6327 | 82780.1804 | 80006.7249 | 77520.7562 | 78873.9387 | 85334.1081 | 84378.3777 | 80213.3443 | 84351.8132 | 81663.5106 | 82398.6682 | 75224.2158 | 78707.1683
P95 | 8878.9984 | 248833.5551 | 248452.1347 | 249631.4448 | 247763.1762 | 248953.5275 | 248535.9017 | 247945.2924 | 245105.3683 | 247695.1897 | 248004.5547 | 246217.5901 | 248066.3326 | 247098.2957 | 246652.0904 | 243151.3335
NETREVENUE - Net Revenue $
MEAN | -15723.3885 | -1138153.4452 | -1032250.2412 | -1091942.5397 | -1229066.776 | -1404509.9038 | -1559135.872 | -1714826.7924 | -1820226.1528 | -1837799.1578 | -1809273.9445 | -1824164.6738 | -1788808.1959 | -1782888.4811 | -1759831.4953 | -1710356.8882
P5 | -56542.3488 | -2723046.0122 | -2428674.122 | -2592288.2935 | -2424147.0269 | -2711720.3841 | -3022180.0843 | -2926498.6012 | -3067005.3504 | -3150442.4634 | -3130451.0967 | -3093815.0417 | -2793179.3556 | -3095210.4238 | -3028248.3681 | -2929395.1782
P95 | 25855.4328 | 60915.6731 | 325625.2784 | 581737.0079 | -36409.5805 | -397998.6822 | -362490.9077 | -468064.9102 | -504321.161 | -652060.2245 | -609869.717 | -521809.2936 | -701481.6498 | -323888.9292 | -708840.9742 | -746314.3254
IRP_2018 Great Divide Solar
NETPOS - Net Position (MWh)
MEAN | 6656.2551 | 6690.8352 | 6665.5377 | 6667.1289 | 6669.0798 | 6675.145 | 6660.4765 | 6650.3276 | 6663.0466 | 6678.3323 | 6655.4014 | 6651.8662 | 6666.3071 | 6679.1453 | 6653.5952 | 6652.4638 | 6654.9298 | 6664.0531 | 6658.8055 | 6662.0125
P5 | 2334.6325 | 2476.3733 | 2347.1756 | 2412.2031 | 2581.175 | 2396.6438 | 2390.0674 | 2256.521 | 2373.5883 | 2417.816 | 2415.3675 | 2482.5963 | 2590.3011 | 2493.1428 | 2317.6984 | 2379.9681 | 2354.9888 | 2458.7053 | 2566.7367 | 2387.4163
P95 | 10014.4221 | 9945.2358 | 9891.5653 | 9966.5101 | 10032.1533 | 9967.9559 | 9963.8941 | 9979.2832 | 9826.7656 | 9887.8931 | 9826.7873 | 9839.6851 | 9855.5736 | 9869.5999 | 9959.8952 | 9808.2108 | 9865.1212 | 10029.466 | 9794.4142 | 9887.9059
NETREVENUE - Net Revenue $
MEAN | -318430.7921 | -313043.6389 | -306798.1493 | -308990.5476 | -314011.9216 | -321754.6849 | -325401.8855 | -330776.736 | -334759.7746 | -336613.8394 | -333949.5616 | -334626.7555 | -334058.1358 | -334520.1374 | -332890.5131 | -330737.4703 | -333203.2786 | -332887.3949 | -331905.3024 | -332502.7299
P5 | -477123.2672 | -492540.6125 | -464645.8291 | -495762.8094 | -469201.6333 | -491604.8539 | -492831.9836 | -506280.4331 | -484429.9286 | -495726.5141 | -496355.4677 | -511040.2548 | -491791.9283 | -506954.6857 | -507936.6749 | -500814.8882 | -497129.5059 | -505561.9068 | -485501.2932 | -507938.9106
P95 | -105648.1558 | -108704.5319 | -105841.5984 | -114556.8222 | -126820.1301 | -115060.2479 | -128928.114 | -111322.9406 | -123855.8611 | -121525.4752 | -127437.5132 | -127884.8768 | -130940.851 | -130829.4726 | -117220.3552 | -123400.4878 | -117527.024 | -127903.8722 | -123677.994 | -125269.3557
IRP_2018 Green Meadow Solar
NETPOS - Net Position (MWh)
MEAN | 6048.0478 | 6064.3917 | 6048.6313 | 6049.3406 | 6045.8965 | 6063.5593 | 6046.3682 | 6045.4571 | 6047.0998 | 6063.3612 | 6045.0111 | 6045.8554 | 6046.8502 | 6066.9244 | 6046.0404 | 6045.5372 | 6045.2123 | 6065.6074 | 6046.7998 | 6045.6488
P5 | 2939.2907 | 3002.1385 | 2762.2893 | 2896.3107 | 3110.5055 | 3034.2225 | 3055.8538 | 3048.4559 | 2865.0169 | 2912.0856 | 2805.9949 | 3200.5716 | 3062.2013 | 2890.264 | 2883.8757 | 3151.0502 | 2866.3571 | 3041.5894 | 2929.1124 | 2790.0756
P95 | 8906.524 | 8929.2312 | 8772.1607 | 8845.1881 | 8769.8483 | 8817.1205 | 8680.1141 | 8819.231 | 8868.8743 | 8774.5425 | 8780.2143 | 8791.9141 | 8670.7571 | 8827.6948 | 8857.333 | 8790.0283 | 8875.7167 | 8875.2089 | 8829.9344 | 8658.2034
NETREVENUE - Net Revenue $
MEAN | -289262.751 | -284670.8363 | -280227.1148 | -284032.6811 | -288875.6808 | -294965.5225 | -300042.2137 | -305453.0906 | -308617.5529 | -311094.9729 | -308560.3712 | -309733.8981 | -309109.0516 | -310412.5121 | -308340.8885 | -307246.3797 | -308938.0934 | -308621.8886 | -307059.378 | -306761.0213
P5 | -425322.2913 | -431356.8044 | -420568.9989 | -404877.583 | -407584.2655 | -430159.8361 | -438469.1602 | -449217.6144 | -446815.6331 | -456185.6623 | -430142.302 | -454178.9699 | -439830.5536 | -452183.267 | -460552.9482 | -438656.9801 | -456075.2578 | -442363.865 | -441674.0623 | -438824.262
P95 | -129495.8991 | -125234.1128 | -121139.4153 | -134430.7451 | -140158.4237 | -141772.298 | -153188.2373 | -150856.8048 | -149885.0362 | -138826.9107 | -149673.6648 | -160170.775 | -147567.5263 | -142164.8448 | -146354.5321 | -161277.206 | -145246.6026 | -151541.7607 | -143160.6768 | -141990.0457
IRP_2018 Magpie Solar
NETPOS - Net Position (MWh)
MEAN | 6162.4022 | 6175.516 | 6162.1638 | 6161.7889 | 6162.3496 | 6175.6127 | 6163.5279 | 6160.558 | 6163.716 | 6172.3833 | 6160.0514 | 6160.4725 | 6163.5184 | 6172.7001 | 6161.8429 | 6161.6136 | 6164.368 | 6173.4516 | 6160.96 | 6161.5842
P5 | 2833.7045 | 2866.8383 | 2684.3347 | 2750.1478 | 2779.9847 | 2816.6876 | 2781.7496 | 2984.261 | 2791.6628 | 2915.0862 | 2726.6822 | 2873.7894 | 2494.8779 | 2872.7582 | 2871.9098 | 3018.7496 | 2710.2107 | 2783.5189 | 2954.2506 | 2817.0796
P95 | 8731.4775 | 8610.5689 | 8598.5654 | 8641.3947 | 8691.8159 | 8769.1551 | 8614.5856 | 8657.1826 | 8619.0951 | 8488.7064 | 8658.5068 | 8612.5866 | 8676.3676 | 8479.385 | 8651.0276 | 8650.3299 | 8610.4775 | 8718.6455 | 8666.2765 | 8567.3739
NETREVENUE - Net Revenue $
MEAN | -291611.0191 | -287941.5759 | -283984.569 | -286738.4177 | -291650.2885 | -298083.9856 | -302936.676 | -307929.1938 | -311649.0773 | -313047.1968 | -310948.9613 | -312050.4533 | -311132.9192 | -311401.9307 | -310427.6116 | -309307.5588 | -311271.4818 | -310064.298 | -308938.3294 | -308695.4409
P5 | -416958.4564 | -415088.32 | -412615.5441 | -421107.3691 | -410450.9241 | -440603.9439 | -442623.5384 | -433803.0957 | -435587.8797 | -441065.3858 | -429508.0484 | -445254.946 | -430508.2384 | -438470.298 | -437623.3903 | -441205.6129 | -447817.3885 | -445098.3996 | -435358.9099 | -442912.7776
P95 | -136316.6778 | -127619.3803 | -129989.8401 | -134358.0216 | -134266.401 | -120608.4663 | -136185.1024 | -153358.4375 | -149622.9207 | -153572.4638 | -148128.5466 | -144932.0496 | -129939.615 | -150691.6891 | -150529.3091 | -153334.7587 | -131161.6843 | -146786.807 | -148587.4332 | -148101.9187
IRP_2018 River Bend Solar
NETPOS - Net Position (MWh)
MEAN | 3906.5396 | 3921.6993 | 3902.2936 | 3904.6021 | 3901.4874 | 3912.3326 | 3902.4003 | 3904.9245 | 3906.7406 | 3915.5938 | 3902.0352 | 3906.5661 | 3901.3522 | 3912.6549 | 3902.8944 | 3901.4431 | 3902.8182 | 3913.0621 | 3905.214 | 3902.3155
P5 | 1959.9019 | 1739.7131 | 2051.0434 | 1955.9272 | 2060.287 | 1804.5366 | 1780.1003 | 1980.3784 | 1929.3913 | 1864.8399 | 1944.4658 | 1803.8346 | 2196.5783 | 1884.9894 | 2013.3714 | 1877.158 | 1887.6676 | 1862.4228 | 2072.3454 | 1836.1573
P95 | 5660.2495 | 5649.2283 | 5597.8488 | 5561.8253 | 5536.3423 | 5760.3283 | 5683.7262 | 5731.7859 | 5518.8576 | 5618.3816 | 5642.9973 | 5512.7291 | 5606.6176 | 5449.9354 | 5680.6973 | 5527.084 | 5447.5752 | 5533.3559 | 5569.6328 | 5538.0841
NETREVENUE - Net Revenue $
MEAN | -185188.8203 | -183248.5881 | -179308.3702 | -181455.2021 | -183865.9968 | -188015.1293 | -190765.9574 | -194344.8404 | -196289.9291 | -197666.7792 | -195552.3596 | -196632.1568 | -195409.671 | -195792.4929 | -195504.3469 | -194587.885 | -195322.1533 | -194876.0309 | -194875.5716 | -194138.4484
P5 | -271537.4504 | -266838.4773 | -263158.7759 | -273726.3115 | -271308.56 | -279661.7276 | -280525.6861 | -281754.4577 | -288501.7835 | -292004.5605 | -278642.9824 | -282474.4103 | -281756.3303 | -287035.4623 | -289018.9779 | -291064.6794 | -280705.1491 | -282539.5668 | -279166.2657 | -276593.0026
P95 | -86217.4731 | -80215.38 | -94377.5404 | -88536.5479 | -98014.3336 | -81260.4841 | -85685.8854 | -98907.0002 | -100197.7011 | -101470.1115 | -96449.1155 | -90764.3473 | -107513.9558 | -97528.72 | -101158.4093 | -98278.7418 | -89637.6972 | -96665.8862 | -101923.6329 | -90758.5137
IRP_2018 South Mills Solar
NETPOS - Net Position (MWh)
MEAN | 5605.7331 | 5650.7466 | 5609.1967 | 5610.6766 | 5611.1077 | 5626.6911 | 5620.5005 | 5642.996 | 5621.1016 | 5648.5985 | 5617.5773 | 5612.6325 | 5601.2402 | 5631.0831 | 5606.6956 | 5615.5394 | 5612.5909 | 5641.5503 | 5621.0374 | 5620.7614
P5 | 2605.2921 | 2414.0999 | 2386.163 | 2598.3218 | 2446.7579 | 2604.8411 | 2477.3217 | 2417.5476 | 2541.1704 | 2459.1493 | 2533.5433 | 2569.7206 | 2558.6528 | 2359.4113 | 2581.4162 | 2486.8011 | 2316.7664 | 2438.978 | 2659.2508 | 2391.7996
P95 | 8377.6719 | 8504.4948 | 8439.4149 | 8457.4934 | 8565.6393 | 8558.68 | 8476.0041 | 8335.4157 | 8427.5773 | 8414.5341 | 8531.0317 | 8575.7602 | 8534.4993 | 8370.4458 | 8607.2303 | 8443.4987 | 8461.8719 | 8464.4726 | 8554.4158 | 8602.0941
NETREVENUE - Net Revenue $
MEAN | -262564.2986 | -260991.3788 | -255128.3445 | -257780.0539 | -260889.8916 | -267039.8684 | -271456.5868 | -276900.8454 | -278582.835 | -281048.5365 | -277636.4957 | -278577.4022 | -276427.5306 | -277493.0457 | -275802.2703 | -275721.7094 | -277203.0312 | -276078.993 | -275523.6964 | -275077.2115
P5 | -406501.5384 | -393585.8018 | -403413.7844 | -393445.5538 | -397238.1722 | -426194.2548 | -425692.7299 | -434754.4063 | -426808.5974 | -434628.6236 | -423983.4744 | -420426.8062 | -414341.0815 | -428947.8739 | -424422.5393 | -444077.7363 | -425983.8333 | -421054.4648 | -431907.7188 | -428019.7663
P95 | -116548.6363 | -103695.8424 | -108330.933 | -107465.7464 | -118972.5046 | -110061.4749 | -106066.0846 | -120690.5841 | -126945.9817 | -118901.1558 | -120643.478 | -120976.5481 | -123678.0069 | -115511.0898 | -121110.8496 | -120916.2602 | -109818.8269 | -119523.2689 | -122301.881 | -110463.0563
Wind Asset - Total
NETPOS - Net Position (MWh)
MEAN | 1325961.7987 | 2034551.3391 | 2026143.9113 | 2803526.2521 | 2803538.5461 | 2811973.0956 | 2803574.565 | 2803541.0165 | 2332662.5663 | 2339285.9549 | 2332659.326 | 2332685.1718 | 2332720.2393 | 2339243.816 | 2332633.7978 | 2255632.3918 | 1816118.7822 | 1754495.6453 | 1721570.5327 | 1721597.1707
P5 | 1231690.1901 | 1888456.6078 | 1873299.6792 | 2576024.9221 | 2574870.4415 | 2613429.1889 | 2634987.621 | 2577477.8423 | 2155572.9432 | 2152537.8898 | 2147214.1621 | 2168483.5839 | 2169985.4438 | 2187147.7297 | 2198394.2098 | 2094129.9556 | 1700135.5892 | 1642922.1228 | 1594736.1673 | 1617015.9179
P95 | 1417938.0232 | 2176650.2118 | 2153044.5863 | 2975702.6078 | 3036951.16 | 3004764.9471 | 3001264.5591 | 3056272.6891 | 2537843.6711 | 2533952.4513 | 2526530.8886 | 2534493.3348 | 2529317.9077 | 2544026.3053 | 2486599.7389 | 2440305.617 | 1955859.1998 | 1875186.465 | 1858545.5026 | 1839760.8633
NETREVENUE - Net Revenue $
MEAN | -24289957.6233 | -28824898.7657 | -27996197.1787 | -17207137.2942 | -18371953.7632 | -20990518.4048 | -23281445.7791 | -25615725.9146 | -23672252.7377 | -23578039.5534 | -23120440.3541 | -23005113.3788 | -22874808.0649 | -22666352.6668 | -22519296.862 | -20672250.2669 | -16202017.027 | -12437971.9472 | -10676006.7736 | -10536615.6119
P5 | -30869302.9683 | -42296742.7757 | -41836201.4126 | -38268700.5679 | -34816044.0867 | -38537694.7386 | -39663759.8029 | -38506756.0861 | -35572027.0981 | -33676231.7563 | -34910694.4054 | -34353199.5437 | -32692862.0344 | -33851010.3195 | -33675453.5188 | -30987298.9513 | -24223270.1705 | -20826166.3908 | -18119910.5306 | -18616858.7726
P95 | -17823422.9158 | -15631056.9268 | -12466148.6776 | 6271143.7211 | 1995846.4783 | -4657268.3341 | -5890142.1312 | -7395899.2473 | -4516231.9599 | -11081728.8127 | -8444703.9883 | -8761425.9802 | -8962995.1745 | -4704894.0997 | -11169123.8962 | -9485797.994 | -6918551.9191 | -3450208.8586 | -1509907.3354 | -2276283.9679
Total
Total - Total
Total - Total - Total
CAPACITYFACTOR - Net Generation Capacity Factor
MEAN | 0.44467 | 0.42426 | 0.4155 | 0.44014 | 0.42141 | 0.37445 | 0.32268 | 0.28975 | 0.2681 | 0.26494 | 0.23803 | 0.22887 | 0.22549 | 0.22204 | 0.21771 | 0.21655 | 0.21624 | 0.20674 | 0.20063 | 0.19079
P5 | 0.40219 | 0.37008 | 0.35866 | 0.37069 | 0.34839 | 0.29189 | 0.23541 | 0.2277 | 0.19818 | 0.20965 | 0.17949 | 0.17128 | 0.1791 | 0.16567 | 0.16752 | 0.16604 | 0.17672 | 0.15887 | 0.16126 | 0.14358
P95 | 0.47733 | 0.45943 | 0.45417 | 0.5029 | 0.4934 | 0.43844 | 0.40306 | 0.3756 | 0.36502 | 0.33077 | 0.31287 | 0.29389 | 0.29016 | 0.29757 | 0.26644 | 0.26343 | 0.26662 | 0.25369 | 0.24318 | 0.23234
CO2EMISSIONS - CO2 Emissions
MEAN | 1415446.637 | 1325820.6331 | 1340024.059 | 1638841.2269 | 1934567.0717 | 2159169.8192 | 2212227.0002 | 2072000.4983 | 1997305.9449 | 1951342.1047 | 1986693.8069 | 2032199.5313 | 1986313.2425 | 1973002.8284 | 1995946.3775 | 1937617.8077 | 1953246.0229 | 1956793.6294 | 1885380.603 | 1837173.1104
P5 | 1204058.7828 | 1062886.1032 | 1084379.6128 | 1263548.4312 | 1503659.8274 | 1606600.4935 | 1558576.5639 | 1589519.9786 | 1441769.5198 | 1534518.6442 | 1538320.7526 | 1571452.8538 | 1613237.2781 | 1517877.1154 | 1569989.6387 | 1521132.8255 | 1594330.0561 | 1544524.7479 | 1533675.2802 | 1429161.9816
P95 | 1577029.9393 | 1499064.963 | 1519922.665 | 2012335.7362 | 2368331.9081 | 2605412.0096 | 2809983.2286 | 2706078.3942 | 2734392.7598 | 2451761.516 | 2537481.8328 | 2548373.7691 | 2514169.2657 | 2559913.9571 | 2417674.2535 | 2293234.4209 | 2368642.4618 | 2339959.7413 | 2240259.0775 | 2178019.801
FUELCONSUMED - Fuel Consumed
MEAN | 13992559.1844 | 13279783.5867 | 13340298.6734 | 18483100.4432 | 23129424.3672 | 26433681.1546 | 27241080.0643 | 25309206.285 | 23628124.6179 | 23299421.9067 | 23760231.8221 | 24106638.3344 | 23865263.5449 | 23695395.9421 | 23683800.3665 | 23197267.8838 | 23322478.6748 | 22882636.9464 | 22144427.4725 | 21412602.956
P5 | 11855709.2452 | 10478506.9411 | 10570760.0018 | 14346722.9625 | 17995201.8534 | 19581123.8664 | 19057692.2826 | 19305339.3264 | 16686323.4449 | 17975644.1786 | 18227147.7963 | 18389973.7296 | 19247392.7433 | 17962615.9431 | 18552849.114 | 18070294.0053 | 19110635.8732 | 17892410.1358 | 18001821.2724 | 16438330.6333
P95 | 15672852.4589 | 15161863.0409 | 15350595.1452 | 22432681.0625 | 28354966.3191 | 31908445.3557 | 34831949.0002 | 33515793.496 | 33188758.8413 | 29775822.6553 | 30822398.0844 | 30648581.4981 | 30236045.9476 | 31165789.2929 | 28803190.7553 | 27802871.4652 | 28467561.7772 | 27751627.8112 | 26569806.4145 | 25714029.9352
FUELCOST - Fuel Cost
MEAN | 14484735.4505 | 13679619.3414 | 14383017.6702 | 23896736.8131 | 31379117.3378 | 37968798.9782 | 41561213.7187 | 39556457.9533 | 37414344.3953 | 37607586.5049 | 39577367.9583 | 40664259.6875 | 41466011.0065 | 42251659.5951 | 42528610.0711 | 42826378.3495 | 43777463.0329 | 43840316.054 | 43389858.941 | 43051272.8353
P5 | 11524207.1542 | 9850993.2273 | 10524065.292 | 15483693.7214 | 20405896.7741 | 22971911.8556 | 22888474.8785 | 25024250.1002 | 21382848.8176 | 24665258.6529 | 25371119.4372 | 25940070.6316 | 28510741.1986 | 26462076.6398 | 28023738.201 | 27895631.6673 | 30876693.0313 | 29051108.7834 | 30383313.438 | 27650313.5493
P95 | 17198414.984 | 16875135.6521 | 18096846.6697 | 33744007.7826 | 45502955.4998 | 53236545.1053 | 62526186.792 | 66206401.3697 | 66906156.9135 | 56783132.1898 | 62308441.2282 | 60338139.9125 | 61541794.2506 | 69750334.553 | 58843044.8998 | 59274341.8671 | 61460889.9979 | 61200071.8076 | 59003187.4413 | 58063058.959
NETPOS - Net Position (MWh)
MEAN | -969160.5975 | -333775.0354 | -338269.0222 | 1105276.5026 | 1611779.1337 | 1830881.2514 | 1713893.265 | 1472261.1267 | 790151.6151 | 755072.3693 | 323772.579 | 324191.6902 | 295765.2636 | 221792.2111 | 157716.6554 | 7335.7667 | -439038.0474 | -598143.9792 | -774369.4072 | -924463.4132
P5 | -1311353.6787 | -644220.0751 | -689706.3656 | 664982.946 | 887143.119 | 1234884.8367 | 748926.7384 | 727463.3438 | 86255.2867 | 213572.707 | -326664.3667 | -292877.6553 | -240186.1844 | -390863.3013 | -432572.7559 | -577271.2505 | -951022.6205 | -1164799.004 | -1294588.1526 | -1489490.6542
P95 | -679202.1272 | -34571.9647 | 43235.3594 | 1615561.6211 | 2188997.8775 | 2539685.1137 | 2498928.9268 | 2412075.717 | 1795644.8083 | 1483970.1942 | 1070087.4608 | 832384.7233 | 1049949.6718 | 1051199.3607 | 832782.5064 | 659024.3344 | 122592.0408 | 34259.5457 | -230187.8065 | -430209.4611
NETREVENUE - Net Revenue $
MEAN | -518138839.8173 | -521630847.048 | -520624415.0323 | -496049895.1914 | -499113511.6499 | -487372402.7735 | -473611073.9225 | -478034834.0717 | -477326007.1116 | -478232080.8232 | -434865231.4612 | -437523092.0823 | -438713503.4529 | -438461650.318 | -441551707.5566 | -442195475.0926 | -443260643.3552 | -442189606.9675 | -441839179.1744 | -446661304.9754
P5 | -534434934.715 | -533052639.2734 | -533563123.5023 | -502225745.146 | -505862064.0057 | -493518234.8171 | -480168602.7111 | -483337455.5885 | -482423141.5203 | -482974779.0122 | -440379561.9894 | -442741199.56 | -444274796.9492 | -443717905.0227 | -446089795.9725 | -449265119.8622 | -449971472.5729 | -450272942.1967 | -450315912.4962 | -457849012.6091
P95 | -506176457.9307 | -510884907.8736 | -509574443.3548 | -488779334.8792 | -490519364.371 | -478913259.3301 | -465990633.5975 | -469922377.7381 | -473017484.7665 | -473325792.249 | -430421707.324 | -433058807.8314 | -432656136.524 | -434029705.4002 | -436481664.5625 | -436206187.361 | -436639884.1014 | -434413164.2474 | -432527165.6264 | -437126335.2611
STARTS - Number Starts
MEAN | 4459.75 | 4725.01 | 4723.51 | 7577.21 | 11766.38 | 15496.2 | 20561.38 | 20345.33 | 18376.64 | 19515.64 | 20068.42 | 19915.9 | 20819.74 | 20838.59 | 20068 | 20354.12 | 20244.51 | 18773.59 | 18993.12 | 18312.67
P5 | 4186 | 4375 | 4250.5 | 6684.5 | 10413.5 | 13326 | 17145 | 16253 | 14194 | 15920 | 16091 | 15460.5 | 17585 | 16726.5 | 16527.5 | 16350.5 | 17508 | 14673.5 | 16083.5 | 14404.5
P95 | 4734 | 5074 | 5096.5 | 8255 | 13012.5 | 16880.5 | 22828 | 23760 | 22330.5 | 23254.5 | 24125.5 | 23908.5 | 24236 | 25295 | 23254 | 23257.5 | 23043.5 | 22523 | 22106 | 22015
VOMCOSTS - VOM Costs
MEAN | 4525847.0368 | 4423219.9891 | 4466548.2567 | 4311046.7341 | 4715890.8484 | 5081257.0975 | 5567179.1416 | 5266799.1324 | 5222791.8246 | 5218074.3159 | 5451627.6793 | 5638844.2549 | 5595337.9028 | 5671614.3319 | 5815376.9073 | 5785747.4719 | 5906592.3227 | 6081276.777 | 5962847.8076 | 5932838.4301
P5 | 3649087.9952 | 3169769.6292 | 3214735.0321 | 3178984.3404 | 3539064.4269 | 3618859.871 | 3688573.1004 | 3854929.8951 | 3575109.8219 | 3969927.5367 | 4014783.6871 | 4209882.8199 | 4344962.8664 | 4220783.0691 | 4337368.0561 | 4368651.2217 | 4629235.1359 | 4589205.2723 | 4672239.092 | 4411222.0659
P95 | 5276792.2009 | 5304833.1296 | 5397816.7713 | 5387691.9886 | 5941942.2367 | 6295646.3557 | 7442146.7028 | 7258293.7087 | 7542302.7449 | 6791936.0515 | 7291693.9212 | 7301043.4711 | 7351115.2912 | 7678378.5221 | 7342651.7215 | 7064446.1865 | 7453082.431 | 7499820.7549 | 7229993.9852 | 7211729.9066

## 15 Year - Current
Books | Montana
Study Portfolios | 2019.01.21 IRP Base - Load dispatch - IRP Planning MAIN load dispatch v7
Date Intervals | Annual
Peak Period Label | ATC
Value | Column Labels
Row Labels | 2019-01 | 2020-01 | 2021-01 | 2022-01 | 2023-01 | 2024-01 | 2025-01 | 2026-01 | 2027-01 | 2028-01 | 2029-01 | 2030-01 | 2031-01 | 2032-01 | 2033-01
Ancillary Reserve
2018 IRP Anc Req v6
NETREVENUE - Net Revenue $
MEAN | -630238.6947 | -1177148.2255 | -1149843.8847 | -1505348.6891 | -1466822.7954 | -1340703.6645 | -4787600.1725 | -4723493.8019 | -3622943.4594 | -3502983.7847 | -3699297.4278 | -4057284.1563 | -3936498.7804 | -3951405.5602 | -4235977.8382
P5 | -866528.901 | -1542204.715 | -1552905.6322 | -1848735.0467 | -1866803.4455 | -1710481.1502 | -5560450.6741 | -5567800.7319 | -4147258.7011 | -3928286.6631 | -4037820.8993 | -4401851.3334 | -4234082.1358 | -4490889.7427 | -4657607.6194
P95 | -464575.4039 | -885870.5599 | -852177.7316 | -1070921.6112 | -1151191.0378 | -1051837.9274 | -4221930.8512 | -4248409.4908 | -3333227.0014 | -3224496.3495 | -3439927.7072 | -3791387.8848 | -3678539.6203 | -3642810.0894 | -3924251.1928
Ancillary Reserve - Total
NETREVENUE - Net Revenue $
MEAN | -630238.6947 | -1177148.2255 | -1149843.8847 | -1505348.6891 | -1466822.7954 | -1340703.6645 | -4787600.1725 | -4723493.8019 | -3622943.4594 | -3502983.7847 | -3699297.4278 | -4057284.1563 | -3936498.7804 | -3951405.5602 | -4235977.8382
P5 | -866528.901 | -1542204.715 | -1552905.6322 | -1848735.0467 | -1866803.4455 | -1710481.1502 | -5560450.6741 | -5567800.7319 | -4147258.7011 | -3928286.6631 | -4037820.8993 | -4401851.3334 | -4234082.1358 | -4490889.7427 | -4657607.6194
P95 | -464575.4039 | -885870.5599 | -852177.7316 | -1070921.6112 | -1151191.0378 | -1051837.9274 | -4221930.8512 | -4248409.4908 | -3333227.0014 | -3224496.3495 | -3439927.7072 | -3791387.8848 | -3678539.6203 | -3642810.0894 | -3924251.1928
Battery Storage
NETPOS - Net Position (MWh)
MEAN
P5
P95
Financial Instrument
NETREVENUE - Net Revenue $
MEAN | -9408833.3378 | -4676069.9866
P5 | -10422055.2152 | -5373424.3572
P95 | -8336113.7172 | -3957380.1529
Fixed Cost
NETREVENUE - Net Revenue $
MEAN | -275817039.4669 | -275943538.8078 | -275980469.0037 | -276083489.6082 | -276566994.7256 | -276936155.0852 | -277324534.2922 | -276979137.4399 | -276650792.8695 | -277086729.8018 | -277545066.3522 | -278021039.8833 | -278517380.4379 | -279033386.4826 | -279575557.3097
P5 | -275817039.4669 | -275943538.8078 | -275980469.0037 | -276083489.6082 | -276566994.7256 | -276936155.0852 | -277324534.2922 | -276979137.4399 | -276650792.8695 | -277086729.8018 | -277545066.3522 | -278021039.8833 | -278517380.4379 | -279033386.4826 | -279575557.3097
P95 | -275817039.4669 | -275943538.8078 | -275980469.0037 | -276083489.6082 | -276566994.7256 | -276936155.0852 | -277324534.2922 | -276979137.4399 | -276650792.8695 | -277086729.8018 | -277545066.3522 | -278021039.8833 | -278517380.4379 | -279033386.4826 | -279575557.3097
Generation Asset
Simple HR 2018 Basin Creek 1-9 2015 single
CAPACITYFACTOR - Net Generation Capacity Factor
MEAN | 0.031204 | 0.011813 | 0.014634 | 0.050732 | 0.019793 | 0.010825 | 0.055985 | 0.043337 | 0.041247 | 0.036824 | 0.061076 | 0.060383 | 0.061801 | 0.027777 | 0.024327
P5 | 0 | 0 | 5.7e-05 | 0.000262 | 0 | 0 | 0.022983 | 0.018603 | 0.019431 | 0.020506 | 0.034118 | 0.034152 | 0.035463 | 0.014575 | 0.012575
P95 | 0.11327 | 0.05233 | 0.052081 | 0.091939 | 0.059011 | 0.04353 | 0.12659 | 0.096371 | 0.088791 | 0.074248 | 0.098604 | 0.099241 | 0.095943 | 0.058965 | 0.056399
CO2EMISSIONS - CO2 Emissions
MEAN | 7480.037 | 2846.3237 | 3519.2062 | 12160.866 | 4753.493 | 2605.7031 | 13378.9062 | 10350.057 | 9861.2272 | 8817.8751 | 14609.7232 | 14415.3707 | 14816.2591 | 6663.7358 | 5818.3667
P5 | 0.20926 | 0.10125 | 13.786 | 62.8171 | 0 | 0 | 5502.4759 | 4434.3753 | 4675.5755 | 4913.6145 | 8101.4309 | 8132.1179 | 8491.2445 | 3460.462 | 2979.849
P95 | 27084.9803 | 12522.0057 | 12567.5668 | 22047.5587 | 14258.1151 | 10513.7914 | 30230.1398 | 23198.107 | 21101.9818 | 17831.1401 | 23535.1546 | 23779.5248 | 22959.6512 | 14162.7004 | 13335.4364
FUELCONSUMED - Fuel Consumed
MEAN | 126780.2886 | 48242.7746 | 59647.5634 | 206116.3724 | 80567.6781 | 44164.4602 | 226761.1214 | 175424.6945 | 167139.4436 | 149455.5103 | 247622.4273 | 244328.3165 | 251123.0358 | 112944.6753 | 98616.3851
P5 | 3.5468 | 1.7162 | 233.6609 | 1064.6972 | 0 | 0 | 93262.304 | 75158.9036 | 79247.042 | 83281.6012 | 137312.3889 | 137832.5067 | 143919.398 | 58651.8975 | 50505.915
P95 | 459067.462 | 212237.384 | 213009.6064 | 373687.4352 | 241662.9678 | 178199.8545 | 512375.2509 | 393188.2549 | 357660.7079 | 302222.7134 | 398900.9257 | 403042.7927 | 389146.6311 | 240045.7695 | 226024.3459
FUELCOST - Fuel Cost
MEAN | 129954.0417 | 47615.0466 | 61689.0784 | 243081.311 | 92372.7859 | 53435.8299 | 363577.5719 | 297938.4354 | 300820.9401 | 273627.8636 | 447193.6697 | 448673.888 | 475457.5595 | 240543.4289 | 211604.1132
P5 | 4.721 | 2.4428 | 302.3209 | 1776.5714 | 0 | 0 | 150394.5923 | 132216.485 | 141507.3568 | 142454.7579 | 282513.1353 | 309058.9947 | 325737.7887 | 108534.6526 | 97713.8354
P95 | 457582.2886 | 194362.5074 | 216486.4523 | 441699.43 | 275901.6881 | 205781.4103 | 653264.8165 | 622239.0322 | 716165.0145 | 498659.373 | 659392.3389 | 638846.0753 | 628673.8155 | 640755.0916 | 400140.3855
NETPOS - Net Position (MWh)
MEAN | 14075.9975 | 5336.9536 | 6601.3205 | 22836.7291 | 8919.8029 | 4890.3749 | 25200.6773 | 19497.3206 | 18577.8344 | 16612.4781 | 27525.9474 | 27159.5594 | 27914.3823 | 12555.4031 | 10962.6668
P5 | 0.155 | 0.075 | 25.915 | 117.9966 | 0 | 0 | 10367.995 | 8355.5431 | 8808.9828 | 9258.4371 | 15261.3499 | 15321.7228 | 15997.7452 | 6520.5 | 5614.88
P95 | 50974.7119 | 23492.6843 | 23564.1446 | 41405.8347 | 26751.5192 | 19727.1553 | 56922.3166 | 43687.9268 | 39756.0484 | 33587.6691 | 44341.9622 | 44802.5087 | 43259.3506 | 26684.0143 | 25125.4238
NETREVENUE - Net Revenue $
MEAN | 2996.3157 | 13873.4871 | 27138.4777 | 98011.4746 | 24445.7532 | 18998.599 | 248026.2327 | 216961.8983 | 179707.8933 | 182934.315 | 205963.0168 | 199334.3912 | 199571.9326 | 216662.789 | 190850.5244
P5 | -27000.0062 | -1.9781 | -1.0643 | -122.2706 | -2.7393 | -261.4346 | -66652.7818 | 4906.6645 | -30394.6779 | 8564.7336 | -11890.9974 | -2187.7351 | 24968.0081 | 52284.1659 | 36714.5001
P95 | 35002.7604 | 67883.3288 | 96428.9478 | 232603.1155 | 98208.8222 | 82386.7948 | 634006.6158 | 611777.0391 | 632282.6423 | 490730.4516 | 564315.2868 | 422120.7909 | 437841.0681 | 558632.3562 | 418144.6169
STARTS - Number Starts
MEAN | 49.12 | 59.95 | 77.9 | 176.81 | 95.11 | 66.56 | 146.52 | 114.66 | 117 | 110.21 | 156.66 | 154.15 | 154.66 | 83.2 | 77.36
P5 | 3 | 1 | 1 | 3.5 | 0 | 0 | 68.5 | 54.5 | 66.5 | 66.5 | 99.5 | 100.5 | 98.5 | 46 | 44
P95 | 152 | 223 | 283.5 | 359 | 284 | 253.5 | 303.5 | 214 | 209 | 191.5 | 245 | 231 | 230 | 163 | 145.5
VOMCOSTS - VOM Costs
MEAN | 63623.5089 | 24603.3562 | 31026.2063 | 109616.2999 | 43617.8361 | 24402.9705 | 128271.4475 | 101191.0939 | 98462.5225 | 89707.3816 | 151667.9701 | 152636.7238 | 159949.4104 | 73449.1084 | 65447.1207
P5 | 0.7006 | 0.34575 | 121.8005 | 566.3838 | 0 | 0 | 52773.0948 | 43365.2685 | 46687.6088 | 49995.5603 | 84090.038 | 86108.0823 | 91667.0802 | 38144.925 | 33520.8336
P95 | 230405.6977 | 108301.2747 | 110751.4796 | 198748.0067 | 130814.9289 | 98438.5048 | 289734.5915 | 226740.3401 | 210707.0567 | 181373.413 | 244324.2117 | 251790.0991 | 247876.0792 | 156101.4837 | 149998.7799
Simple HR 2018 CELP 2015 v2
CAPACITYFACTOR - Net Generation Capacity Factor
MEAN | 1 | 1 | 1 | 1 | 1 | 1
P5 | 1 | 1 | 1 | 1 | 1 | 1
P95 | 1 | 1 | 1 | 1 | 1 | 1
NETPOS - Net Position (MWh)
MEAN | 297402 | 298216.8 | 297402 | 297402 | 297413.55 | 148293.6
P5 | 269220 | 271302.5 | 271005 | 271092.5 | 270305 | 134802.5
P95 | 306600 | 307440 | 306600 | 306600 | 306600 | 152880
NETREVENUE - Net Revenue $
MEAN | -22987896.3381 | -23261897.0744 | -24119644.4114 | -25360347.2146 | -26612373.6789 | -14353356.1878
P5 | -24965436.5113 | -25708181.7311 | -26677376.6455 | -28000558.7541 | -29141297.8036 | -15359669.6715
P95 | -20505808.1233 | -20660079.8116 | -20978547.3414 | -22404466.2152 | -23228356.2402 | -12900338.5925
STARTS - Number Starts
MEAN | 3.71 | 3.68 | 3.69 | 3.66 | 3.67 | 1.83
P5 | 0 | 0 | 0 | 0 | 0 | 0
P95 | 12 | 12 | 12 | 12 | 12 | 6
Simple HR 2018 Colstrip 3 economic dispatch
CAPACITYFACTOR - Net Generation Capacity Factor
MEAN | 0.38843 | 0.36126 | 0.32018 | 0.23819 | 0.31143 | 0.2847 | 0.44556 | 0.45191 | 0.42705 | 0.42141 | 0.47294 | 0.41992 | 0.40759 | 0.43786 | 0.39512
P5 | 0.26566 | 0.2183 | 0.17834 | 0.11015 | 0.17331 | 0.15386 | 0.26423 | 0.28753 | 0.25509 | 0.29435 | 0.32997 | 0.27919 | 0.28894 | 0.2873 | 0.26572
P95 | 0.4684 | 0.45203 | 0.40924 | 0.36609 | 0.41454 | 0.36588 | 0.5974 | 0.62804 | 0.59693 | 0.56134 | 0.63656 | 0.54267 | 0.55247 | 0.61035 | 0.51067
CO2EMISSIONS - CO2 Emissions
MEAN | 299061.5239 | 246216.0713 | 246267.9834 | 184276.7132 | 206129.804 | 221132.5181 | 344688.9636 | 305325.6205 | 329551.4847 | 325598.7887 | 313722.07 | 324969.5125 | 314865.2091 | 296939.4323 | 304843.5283
P5 | 206197.7604 | 141440.8647 | 137461.3916 | 82578.5863 | 114351.0344 | 125269.4192 | 196502.8306 | 194477.4418 | 190630.5646 | 224721.0434 | 217633.5717 | 213165.7776 | 222385.3661 | 195882.664 | 202165.4995
P95 | 366606.5112 | 316584.4961 | 316141.5417 | 292128.9599 | 276979.2909 | 287120.4021 | 461794.0577 | 417079.2875 | 455015.0627 | 426509.2724 | 420313.692 | 433657.1349 | 430253.5236 | 415793.1841 | 397769.4574
FUELCONSUMED - Fuel Consumed
MEAN | 2718741.1263 | 2238327.9212 | 2238799.8494 | 1675242.8474 | 1873907.3088 | 2010295.6188 | 3133536.0324 | 2775687.459 | 2995922.5884 | 2959988.9884 | 2852018.8186 | 2954268.2958 | 2862410.9918 | 2699449.3845 | 2771304.8027
P5 | 1874525.0947 | 1285826.0425 | 1249649.0149 | 750714.4213 | 1039554.8586 | 1138812.9023 | 1786389.369 | 1767976.7434 | 1733005.1331 | 2042918.5767 | 1978487.0153 | 1937870.7054 | 2021685.1467 | 1780751.4908 | 1837868.1775
P95 | 3332786.4657 | 2878040.8737 | 2874014.015 | 2655717.8171 | 2517993.554 | 2610185.4735 | 4198127.7974 | 3791629.8864 | 4136500.5701 | 3877357.0222 | 3821033.5638 | 3942337.5896 | 3911395.6693 | 3779938.0375 | 3616085.9768
FUELCOST - Fuel Cost
MEAN | 2609991.4813 | 2104028.246 | 2216411.8509 | 1943281.703 | 2061298.0397 | 2251531.093 | 3572231.077 | 3247554.327 | 3565147.8802 | 3581586.6759 | 3536503.3351 | 3722378.0527 | 3692510.1795 | 3536278.6936 | 3713548.4356
P5 | 1799544.0909 | 1208676.4799 | 1237152.5248 | 870828.7288 | 1143510.3444 | 1275470.4505 | 2036483.8807 | 2068532.7898 | 2062276.1084 | 2471931.4779 | 2453323.899 | 2441717.0889 | 2607973.8393 | 2332784.4529 | 2462743.3579
P95 | 3199475.007 | 2705358.4213 | 2845273.8749 | 3080632.6678 | 2769792.9094 | 2923407.7303 | 4785865.6891 | 4436206.9671 | 4922435.6784 | 4691601.9969 | 4738081.6191 | 4967345.3629 | 5045700.4134 | 4951718.8291 | 4845555.2089
NETPOS - Net Position (MWh)
MEAN | 255994.1174 | 210567.1591 | 210582.3933 | 157512.4206 | 176240.5186 | 189079.3911 | 295368.2038 | 261645.2025 | 282471.1385 | 279078.3812 | 268915.4309 | 278541.8423 | 269874.0844 | 254521.6335 | 261285.122
P5 | 176424.2544 | 120928.4958 | 117493.884 | 70507.921 | 97724.4089 | 107068.7858 | 168263.1767 | 166578.9945 | 163323.602 | 192558.5339 | 186504.0865 | 182661.5698 | 190559.6518 | 167851.4097 | 173226.582
P95 | 313849.5676 | 270748.3472 | 270326.6119 | 249763.9734 | 236830.4204 | 245529.2717 | 395851.7384 | 357536.4871 | 390082.2888 | 365645.3367 | 360352.0565 | 371770.6566 | 368847.0196 | 356454.5575 | 340983.5515
NETREVENUE - Net Revenue $
MEAN | -26126.177 | 580820.6292 | 619138.7078 | 412071.5155 | 276814.2387 | 83407.9684 | 408483.8771 | 261922.6697 | -148221.1203 | -109658.293 | 41868.6004 | -29509.9492 | -14339.3482 | 124610.4239 | 22431.9142
P5 | -886318.3091 | -457934.0109 | -458841.07 | -423615.6654 | -525501.4289 | -617677.8033 | -857746.8093 | -674079.1383 | -1035288.8058 | -913954.2272 | -859866.2361 | -870719.6424 | -768906.7564 | -672624.1806 | -735093.2845
P95 | 1240465.3836 | 1975676.5545 | 2467427.8783 | 2151096.6036 | 1668433.5983 | 1224482.5015 | 2386394.4542 | 2490169.1374 | 2655337.0756 | 1638610.4526 | 2055713.7138 | 1456127.7194 | 1501111.7396 | 2295539.3199 | 1181925.0866
STARTS - Number Starts
MEAN | 8.33 | 5.77 | 5.53 | 5.41 | 5.63 | 5.05 | 109.64 | 103.92 | 222.47 | 210.52 | 49.22 | 43.07 | 43.76 | 52.73 | 40.29
P5 | 3 | 3 | 2 | 2 | 2.5 | 1.5 | 46 | 50 | 149.5 | 147.5 | 22 | 13 | 14.5 | 19.5 | 14
P95 | 14 | 9 | 9.5 | 9.5 | 8.5 | 9 | 158 | 150 | 277 | 277.5 | 84 | 79 | 79.5 | 92.5 | 70.5
VOMCOSTS - VOM Costs
MEAN | 862700.1757 | 722245.3557 | 737038.3765 | 562319.3415 | 641515.4877 | 703375.335 | 1119445.4923 | 1012566.9336 | 1112936.2856 | 1121895.0923 | 1102553.2665 | 1167090.3191 | 1152362.3404 | 1107169.1056 | 1160105.9418
P5 | 594549.7372 | 414784.7406 | 411228.5941 | 251713.278 | 355716.8483 | 398295.8833 | 637717.4396 | 644660.7087 | 643494.9918 | 774085.3064 | 764666.7547 | 765351.9775 | 813689.7131 | 730153.6323 | 769126.0243
P95 | 1057673.043 | 928666.831 | 946143.1417 | 891657.385 | 862062.7304 | 913368.8908 | 1500278.0887 | 1383666.2052 | 1536924.218 | 1469894.2536 | 1477443.4316 | 1557719.0512 | 1574976.7735 | 1550577.3253 | 1513966.9687
Simple HR 2018 Colstrip 3 must run
CAPACITYFACTOR - Net Generation Capacity Factor
MEAN | 1 | 1 | 1 | 1 | 1 | 1 | 1 | 1 | 1 | 1 | 1 | 1 | 1 | 1 | 1
P5 | 1 | 1 | 1 | 1 | 1 | 1 | 1 | 1 | 1 | 1 | 1 | 1 | 1 | 1 | 1
P95 | 1 | 1 | 1 | 1 | 1 | 1 | 1 | 1 | 1 | 1 | 1 | 1 | 1 | 1 | 1
CO2EMISSIONS - CO2 Emissions
MEAN | 363155.562 | 321364.989 | 363993.102 | 363315.942 | 312116.8545 | 363866.1345 | 364844.898 | 320232.528 | 365537.6505 | 364019.832 | 314441.028 | 362260.107 | 364733.0775 | 319664.07 | 363810.447
P5 | 342010.35 | 300979.8 | 346487.625 | 342144 | 294163.65 | 342745.425 | 347735.025 | 303229.575 | 347267.25 | 343636.425 | 293651.325 | 340072.425 | 343680.975 | 301224.825 | 342945.9
P95 | 380145.15 | 337844.925 | 384310.575 | 379566 | 330093.225 | 381459.375 | 379811.025 | 335996.1 | 380278.8 | 381392.55 | 327999.375 | 379231.875 | 380145.15 | 334748.7 | 380256.525
FUELCONSUMED - Fuel Consumed
MEAN | 3301414.2 | 2921499.9 | 3309028.2 | 3302872.2 | 2837425.95 | 3307873.95 | 3316771.8 | 2911204.8 | 3323069.55 | 3309271.2 | 2858554.8 | 3293273.7 | 3315755.25 | 2906037 | 3307367.7
P5 | 3109185 | 2736180 | 3149887.5 | 3110400 | 2674215 | 3115867.5 | 3161227.5 | 2756632.5 | 3156975 | 3123967.5 | 2669557.5 | 3091567.5 | 3124372.5 | 2738407.5 | 3117690
P95 | 3455865 | 3071317.5 | 3493732.5 | 3450600 | 3000847.5 | 3467812.5 | 3452827.5 | 3054510 | 3457080 | 3467205 | 2981812.5 | 3447562.5 | 3455865 | 3043170 | 3456877.5
FUELCOST - Fuel Cost
MEAN | 3169357.632 | 2746209.906 | 3275937.918 | 3831331.752 | 3121168.545 | 3704818.824 | 3781119.852 | 3406109.616 | 3954452.7645 | 4004218.152 | 3544607.952 | 4149524.862 | 4277324.2725 | 3806908.47 | 4431872.718
P5 | 2984817.6 | 2572009.2 | 3118388.625 | 3608064 | 2941636.5 | 3489771.6 | 3603799.35 | 3225260.025 | 3756800.25 | 3780000.675 | 3310251.3 | 3895375.05 | 4030440.525 | 3587313.825 | 4177704.6
P95 | 3317630.4 | 2887038.45 | 3458795.175 | 4002696 | 3300932.25 | 3883950 | 3936223.35 | 3573776.7 | 4113925.2 | 4195318.05 | 3697447.5 | 4343928.75 | 4458065.85 | 3986552.7 | 4632215.85
NETPOS - Net Position (MWh)
MEAN | 244549.2 | 216407.4 | 245113.2 | 244657.2 | 210179.7 | 245027.7 | 245686.8 | 215644.8 | 246153.3 | 245131.2 | 211744.8 | 243946.2 | 245611.5 | 215262 | 244990.2
P5 | 230310 | 202680 | 233325 | 230400 | 198090 | 230805 | 234165 | 204195 | 233850 | 231405 | 197745 | 229005 | 231435 | 202845 | 230940
P95 | 255990 | 227505 | 258795 | 255600 | 222285 | 256875 | 255765 | 226260 | 256080 | 256830 | 220875 | 255375 | 255990 | 225420 | 256065
NETREVENUE - Net Revenue $
MEAN | -2834990.9589 | -1699959.6555 | -2218827.8997 | -2999084.7479 | -2292507.7439 | -3259174.8767 | -3581017.5916 | -3238088.2639 | -4257004.1176 | -4307358.595 | -3532694.1755 | -4477763.6254 | -4619315.9448 | -3890584.8487 | -4797034.8891
P5 | -3960864.822 | -2957313.0174 | -3722108.4875 | -4759049.3506 | -3624353.739 | -4588358.0154 | -4946726.7552 | -4298201.6466 | -5250458.557 | -5338135.6518 | -4505616.5295 | -5675444.6883 | -5594984.2192 | -4895597.905 | -5859700.9308
P95 | -1567479.4882 | -386273.9627 | -341671.98 | -1001960.8733 | -666059.9616 | -1862565.9258 | -2224236.7814 | -1710316.033 | -2333879.5751 | -2925849.1127 | -1950125.4925 | -3230161.7661 | -3261520.6251 | -2225237.1429 | -3811570.842
STARTS - Number Starts
MEAN | 5.07 | 5.14 | 4.89 | 4.96 | 5.32 | 5.14 | 4.71 | 5.24 | 4.59 | 5.04 | 4.85 | 5.25 | 4.72 | 5.48 | 4.93
P5 | 2 | 2 | 1 | 2 | 2 | 2 | 2 | 2 | 2 | 2 | 2.5 | 2 | 2 | 3 | 2
P95 | 9 | 9 | 8.5 | 9 | 9 | 9 | 8 | 8 | 8 | 8.5 | 9 | 9 | 9 | 9 | 9
VOMCOSTS - VOM Costs
MEAN | 824130.804 | 742277.382 | 857896.2 | 873426.204 | 765054.108 | 911503.044 | 931152.972 | 834545.376 | 969844.002 | 985427.424 | 868153.68 | 1022134.578 | 1048761.105 | 936389.7 | 1087756.488
P5 | 776144.7 | 695192.4 | 816637.5 | 822528 | 721047.6 | 858594.6 | 887485.35 | 790234.65 | 921369 | 930248.1 | 810754.5 | 959530.95 | 988227.45 | 882375.75 | 1025373.6
P95 | 862686.3 | 780342.15 | 905782.5 | 912492 | 809117.4 | 955575 | 969349.35 | 875626.2 | 1008955.2 | 1032456.6 | 905587.5 | 1070021.25 | 1093077.3 | 980577 | 1136928.6
Simple HR 2018 Colstrip 4 economic dispatch
CAPACITYFACTOR - Net Generation Capacity Factor
MEAN | 0.43043 | 0.30641 | 0.30145 | 0.25978 | 0.25614 | 0.27285 | 0.4879 | 0.40882 | 0.4258 | 0.4698 | 0.42482 | 0.41806 | 0.44694 | 0.39706 | 0.39598
P5 | 0.29376 | 0.17227 | 0.1684 | 0.11302 | 0.1433 | 0.15319 | 0.29182 | 0.26242 | 0.25847 | 0.32386 | 0.27682 | 0.2795 | 0.31207 | 0.25377 | 0.25743
P95 | 0.52901 | 0.39074 | 0.38654 | 0.40339 | 0.34809 | 0.35062 | 0.64901 | 0.5683 | 0.5941 | 0.60548 | 0.57545 | 0.55085 | 0.60044 | 0.56222 | 0.51658
CO2EMISSIONS - CO2 Emissions
MEAN | 290791.263 | 238038.8664 | 232908.0174 | 172215.1843 | 197363.4199 | 210889.2069 | 331032.1833 | 313687.6229 | 329624.31 | 312921.0902 | 328139.0495 | 322744.2566 | 304038.8804 | 305635.4106 | 306174.7652
P5 | 197040.6161 | 136081.3801 | 128727.1413 | 78542.3082 | 108754.4145 | 117149.1876 | 204650.0613 | 207006.5286 | 203717.1741 | 216292.1588 | 215905.0378 | 212753.574 | 206759.2237 | 200323.4484 | 199061.3755
P95 | 357648.6197 | 309214.9969 | 296748.3233 | 267017.1736 | 266099.6096 | 275933.4926 | 452001.0692 | 435616.9044 | 469894.1165 | 403524.4305 | 449300.4397 | 432270.323 | 413570.3607 | 426462.2083 | 409331.2989
FUELCONSUMED - Fuel Consumed
MEAN | 2643556.9368 | 2163989.6943 | 2117345.613 | 1565592.5841 | 1794212.908 | 1917174.6085 | 3009383.4846 | 2851705.6625 | 2996584.6368 | 2844737.184 | 2983082.2685 | 2934038.6965 | 2763989.8218 | 2778503.7329 | 2783406.9567
P5 | 1791278.3285 | 1237103.4554 | 1170246.7393 | 714020.9841 | 988676.4955 | 1064992.6143 | 1860455.1027 | 1881877.533 | 1851974.31 | 1966292.3524 | 1962773.0708 | 1934123.3998 | 1879629.306 | 1821122.2582 | 1809648.8681
P95 | 3251351.0881 | 2811045.4264 | 2697712.0301 | 2427428.8513 | 2419087.3597 | 2508486.2967 | 4109100.629 | 3960153.6764 | 4271764.6951 | 3668403.9136 | 4084549.4518 | 3929730.2091 | 3759730.5515 | 3876929.1666 | 3721193.6263
FUELCOST - Fuel Cost
MEAN | 2537814.6593 | 2034150.3126 | 2096172.1568 | 1816087.3976 | 1973634.1988 | 2147235.5615 | 3430697.1725 | 3336495.6251 | 3565935.7178 | 3442131.9926 | 3699022.0129 | 3696888.7576 | 3565546.8701 | 3639839.8901 | 3729765.322
P5 | 1719627.1954 | 1162877.2481 | 1158544.272 | 828264.3415 | 1087544.1451 | 1192791.7281 | 2120918.8171 | 2201796.7136 | 2203849.4289 | 2379213.7464 | 2433838.6078 | 2436995.4838 | 2424721.8048 | 2385670.1582 | 2424929.4833
P95 | 3121297.0445 | 2642382.7008 | 2670734.9098 | 2815817.4675 | 2660996.0957 | 2809504.6523 | 4684374.717 | 4633379.8014 | 5083399.9872 | 4438768.7355 | 5064841.3203 | 4951460.0635 | 4850052.4115 | 5078777.2083 | 4986399.4592
NETPOS - Net Position (MWh)
MEAN | 248932.6979 | 203500.1094 | 199083.286 | 147169.3353 | 168675.9872 | 180271.3607 | 283685.6643 | 268790.1983 | 282531.6367 | 268223.755 | 281259.2534 | 276637.4479 | 260608.573 | 261960.7523 | 262426.2849
P5 | 168592.1235 | 116289.8721 | 109999.1685 | 67042.7321 | 92922.0374 | 100107.2664 | 175247.2551 | 177287.9784 | 174526.3935 | 185353.7053 | 184990.085 | 182305.2354 | 177170.0499 | 171635.0905 | 170561.4936
P95 | 306211.0175 | 264355.7581 | 253624.2095 | 228246.4222 | 227386.2357 | 235887.4074 | 387464.8384 | 373397.2444 | 402850.7766 | 345936.8582 | 385183.2309 | 370581.2361 | 354553.5583 | 365599.2524 | 350883.7688
NETREVENUE - Net Revenue $
MEAN | 8670.8665 | 565893.975 | 588842.0618 | 378660.6306 | 273682.1902 | 85102.2441 | 445658.6952 | 241603.4755 | -133018.566 | -56757.5164 | -13933.7821 | -25786.3963 | 24721.6236 | 94033.2749 | 42994.9744
P5 | -839316.9177 | -437183.3413 | -441751.4012 | -405095.5492 | -506128.3608 | -596707.1816 | -846388.588 | -688973.0656 | -1026759.4834 | -886184.5552 | -872778.2937 | -873239.9491 | -706375.8225 | -670183.605 | -725003.1226
P95 | 1266877.8902 | 2025601.0196 | 2281663.3229 | 1950435.2148 | 1608498.0222 | 1177221.4906 | 2414737.0509 | 2597018.4168 | 2750627.6802 | 1752287.249 | 1813415.7968 | 1556705.3546 | 1606985.6562 | 2385674.1813 | 1251305.2531
STARTS - Number Starts
MEAN | 18.51 | 6.23 | 6.05 | 5.93 | 5.63 | 5.64 | 48.55 | 43.61 | 139.2 | 111.2 | 35.04 | 37.84 | 27.81 | 24.91 | 24.01
P5 | 8 | 3 | 2.5 | 3 | 2 | 3 | 29 | 23 | 99.5 | 68.5 | 14 | 14 | 14 | 12.5 | 10
P95 | 32 | 11 | 11 | 10 | 10 | 9 | 69.5 | 68.5 | 180.5 | 153 | 62 | 61.5 | 44 | 42 | 40
VOMCOSTS - VOM Costs
MEAN | 838903.1921 | 698005.3752 | 696791.5009 | 525394.5272 | 613980.5936 | 670609.4619 | 1075168.6676 | 1040218.0674 | 1113174.6487 | 1078259.4951 | 1153162.9389 | 1159110.9066 | 1112798.6068 | 1139529.2724 | 1165172.7049
P5 | 568155.456 | 398874.2614 | 384997.0899 | 239342.5537 | 338236.2162 | 372399.0311 | 664187.0969 | 686104.4763 | 687633.9905 | 745121.8954 | 758459.3483 | 763858.9362 | 756516.1129 | 746612.6435 | 757293.0317
P95 | 1031931.1289 | 906740.2503 | 887684.7334 | 814839.7271 | 827685.8979 | 877501.1555 | 1468491.7375 | 1445047.3359 | 1587232.0598 | 1390666.1701 | 1579251.2469 | 1552735.3791 | 1513943.6938 | 1590356.7479 | 1557923.9334
Simple HR 2018 Colstrip 4 must run
CAPACITYFACTOR - Net Generation Capacity Factor
MEAN | 1 | 1 | 1 | 1 | 1 | 1 | 1 | 1 | 1 | 1 | 1 | 1 | 1 | 1 | 1
P5 | 1 | 1 | 1 | 1 | 1 | 1 | 1 | 1 | 1 | 1 | 1 | 1 | 1 | 1 | 1
P95 | 1 | 1 | 1 | 1 | 1 | 1 | 1 | 1 | 1 | 1 | 1 | 1 | 1 | 1 | 1
CO2EMISSIONS - CO2 Emissions
MEAN | 319271.5845 | 364307.625 | 363492.36 | 310712.6385 | 364650.2145 | 365637.4425 | 321728.9625 | 364315.1985 | 362684.6685 | 313852.5225 | 364075.965 | 362218.6755 | 319259.1105 | 363397.914 | 363724.911
P5 | 299019.6 | 345953.025 | 342433.575 | 289619.55 | 342923.625 | 346888.575 | 305367.975 | 342923.625 | 344126.475 | 290978.325 | 340250.625 | 339159.15 | 299910.6 | 339515.55 | 341141.625
P95 | 335951.55 | 383063.175 | 382417.2 | 328467.15 | 383954.175 | 383686.875 | 336241.125 | 382328.1 | 382261.275 | 330315.975 | 384711.525 | 382795.875 | 335416.95 | 382506.3 | 383419.575
FUELCONSUMED - Fuel Consumed
MEAN | 2902468.95 | 3311887.5 | 3304476 | 2824660.35 | 3315001.95 | 3323976.75 | 2924808.75 | 3311956.35 | 3297133.35 | 2853204.75 | 3309781.5 | 3292897.05 | 2902355.55 | 3303617.4 | 3306590.1
P5 | 2718360 | 3145027.5 | 3113032.5 | 2632905 | 3117487.5 | 3153532.5 | 2776072.5 | 3117487.5 | 3128422.5 | 2645257.5 | 3093187.5 | 3083265 | 2726460 | 3086505 | 3101287.5
P95 | 3054105 | 3482392.5 | 3476520 | 2986065 | 3490492.5 | 3488062.5 | 3056737.5 | 3475710 | 3475102.5 | 3002872.5 | 3497377.5 | 3479962.5 | 3049245 | 3477330 | 3485632.5
FUELCOST - Fuel Cost
MEAN | 2786370.192 | 3113174.25 | 3271431.24 | 3276606.006 | 3646502.145 | 3722853.96 | 3334281.975 | 3874988.9295 | 3923588.6865 | 3452377.7475 | 4104129.06 | 4149050.283 | 3744038.6595 | 4327738.794 | 4430830.734
P5 | 2609625.6 | 2956325.85 | 3081902.175 | 3054169.8 | 3429236.25 | 3531956.4 | 3164722.65 | 3647460.375 | 3722822.775 | 3200761.575 | 3835552.5 | 3884913.9 | 3517133.4 | 4043321.55 | 4155725.25
P95 | 2931940.8 | 3273448.95 | 3441754.8 | 3463835.4 | 3839541.75 | 3906630 | 3484680.75 | 4066580.7 | 4135371.975 | 3633475.725 | 4336748.1 | 4384752.75 | 3933526.05 | 4555302.3 | 4670747.55
NETPOS - Net Position (MWh)
MEAN | 214997.7 | 245325 | 244776 | 209234.1 | 245555.7 | 246220.5 | 216652.5 | 245330.1 | 244232.1 | 211348.5 | 245169 | 243918.3 | 214989.3 | 244712.4 | 244932.6
P5 | 201360 | 232965 | 230595 | 195030 | 230925 | 233595 | 205635 | 230925 | 231735 | 195945 | 229125 | 228390 | 201960 | 228630 | 229725
P95 | 226230 | 257955 | 257520 | 221190 | 258555 | 258375 | 226425 | 257460 | 257415 | 222435 | 259065 | 257775 | 225870 | 257580 | 258195
NETREVENUE - Net Revenue $
MEAN | -2303066.888 | -2160234.8265 | -2229055.9445 | -2339134.0406 | -2973577.4971 | -3282675.9175 | -2930426.2017 | -3926838.1871 | -4222379.1882 | -3476945.1871 | -4428560.7427 | -4472858.3623 | -3830876.0336 | -4678785.0066 | -4807147.023
P5 | -3282339.9891 | -3555157.2481 | -3752500.8253 | -3945115.7911 | -4399109.887 | -4606765.3711 | -4310183.1212 | -5045019.2127 | -5387479.6088 | -4435371.9463 | -5469625.0874 | -5571984.0285 | -4730415.1284 | -5846584.9224 | -5881573.6028
P95 | -1141943.725 | -642541.4548 | -462444.1774 | -551306.8528 | -1265212.6537 | -2007010.9187 | -1616085.8658 | -2375026.4134 | -2297911.6835 | -2231331.5845 | -2865656.7898 | -3317779.7655 | -2564656.6028 | -2910626.1125 | -3758922.7979
STARTS - Number Starts
MEAN | 5.61 | 5.25 | 5.25 | 5.64 | 5.29 | 5.17 | 5.16 | 5.05 | 5.39 | 5.33 | 5.15 | 5.48 | 5.62 | 5.37 | 5.25
P5 | 3 | 2 | 2 | 2 | 2 | 1.5 | 3 | 2 | 2 | 2.5 | 1 | 2 | 3 | 2 | 1
P95 | 9 | 9 | 8 | 10 | 9 | 8 | 9 | 9 | 9 | 9 | 9 | 9.5 | 9 | 10 | 9
VOMCOSTS - VOM Costs
MEAN | 724542.249 | 841464.75 | 856716 | 746965.737 | 893822.748 | 915940.26 | 821112.975 | 949427.487 | 962274.474 | 849620.97 | 1005192.9 | 1022017.677 | 918004.311 | 1064498.94 | 1087500.744
P5 | 678583.2 | 799069.95 | 807082.5 | 696257.1 | 840567 | 868973.4 | 779356.65 | 893679.75 | 913035.9 | 787698.9 | 939412.5 | 956954.1 | 862369.2 | 994540.5 | 1019979
P95 | 762395.1 | 884785.65 | 901320 | 789648.3 | 941140.2 | 961155 | 858150.75 | 996370.2 | 1014215.1 | 894188.7 | 1062166.5 | 1080077.25 | 964464.9 | 1120473 | 1146385.8
Simple HR 2018 David Gates Generating Station updated HRs
CAPACITYFACTOR - Net Generation Capacity Factor
MEAN | 0.10461 | 0.11797 | 0.11181 | 0.094474 | 0.10169 | 0.09213 | 0.10157 | 0.088211 | 0.068789 | 0.072398 | 0.070774 | 0.064048 | 0.063901 | 0.066651 | 0.059401
P5 | 0.060669 | 0.058074 | 0.051815 | 0.04708 | 0.055188 | 0.045772 | 0.047115 | 0.049891 | 0.027881 | 0.03758 | 0.034148 | 0.031678 | 0.036804 | 0.036743 | 0.031513
P95 | 0.14087 | 0.16273 | 0.16251 | 0.15616 | 0.14277 | 0.12671 | 0.14865 | 0.13584 | 0.12634 | 0.11377 | 0.11464 | 0.10129 | 0.096992 | 0.10753 | 0.085167
CO2EMISSIONS - CO2 Emissions
MEAN | 135653.2729 | 153330.584 | 142266.6336 | 127960.2689 | 137218.7529 | 123527.0944 | 115514.301 | 102851.7675 | 81804.5886 | 89008.151 | 85080.7843 | 74849.1768 | 77220.8716 | 80312.2921 | 70300.9581
P5 | 89860.564 | 93306.4122 | 79819.1142 | 81223.3624 | 89011.7772 | 75579.8677 | 58301.5084 | 60177.3813 | 35649.3149 | 49576.974 | 43253.4597 | 37321.5792 | 46542.7357 | 45403.7106 | 39012.8457
P95 | 172766.4537 | 196817.7264 | 192850.8288 | 189125.6054 | 178700.7522 | 159412.8416 | 162920.1274 | 150262.1233 | 141910.2481 | 133868.7027 | 131345.8942 | 114121.6224 | 115957.1821 | 125120.1344 | 97993.5138
FUELCONSUMED - Fuel Consumed
MEAN | 2299208.0147 | 2598823.4582 | 2411298.8751 | 2168818.1163 | 2325741.5741 | 2093679.5666 | 1957869.5085 | 1743250.2972 | 1386518.4505 | 1508612.7293 | 1442047.1915 | 1268630.116 | 1308828.333 | 1361225.2899 | 1191541.663
P5 | 1523060.4066 | 1581464.6131 | 1352866.343 | 1376667.1599 | 1508674.1901 | 1281014.7076 | 988161.1588 | 1019955.6159 | 604225.6754 | 840287.6956 | 733109.4869 | 632569.1383 | 788859.9275 | 769554.4163 | 661234.6732
P95 | 2928244.9783 | 3335893.6681 | 3268658.1161 | 3205518.7349 | 3028826.3089 | 2701912.5687 | 2761358.0919 | 2546815.6499 | 2405258.4423 | 2268961.0622 | 2226201.5961 | 1934264.7871 | 1965375.967 | 2120680.2433 | 1660907.0141
FUELCOST - Fuel Cost
MEAN | 3250785.8357 | 3637739.6788 | 3546466.7019 | 3328661.8054 | 3709795.3946 | 3503064.2135 | 3540024.9483 | 3227482.8849 | 2787080.6261 | 3000090.3432 | 2989718.2321 | 2725477.4725 | 2819841.5346 | 2999396.4509 | 2703355.9285
P5 | 1656127.2648 | 1522263.8252 | 1383559.4547 | 1234198.0734 | 1682482.2373 | 1490788.6256 | 1231502.8788 | 1441530.7666 | 843324.2836 | 1281677.6139 | 1138859.8678 | 1014362.2516 | 1291440.4469 | 1245101.3868 | 1122893.9814
P95 | 5028609.169 | 5783269.912 | 6140001.3716 | 6445710.064 | 6233502.2831 | 5530246.6019 | 6041162.443 | 6179690.0162 | 6448251.9349 | 5593205.0063 | 5889091.8521 | 4864056.583 | 5230502.647 | 6268957.5223 | 4373631.4854
NETPOS - Net Position (MWh)
MEAN | 133450.7438 | 150751.7927 | 142441.1541 | 120512.1627 | 129673.4395 | 117855.1157 | 129461.4877 | 112446.563 | 87621.8097 | 92525.4398 | 90247.4465 | 81575.7583 | 81451.2239 | 85200.8741 | 75733.1276
P5 | 77294.3454 | 74227.5617 | 65742.601 | 59971.8919 | 70177.751 | 58458.6739 | 60176.8044 | 63300.0293 | 35330.2304 | 47890.7381 | 43359.8151 | 40255.9198 | 47117.3353 | 47033.7567 | 39934.0879
P95 | 179620.133 | 206159.0953 | 207076.0437 | 198985.2079 | 181805.7235 | 162355.7274 | 189760.0159 | 173125.228 | 161191.014 | 145617.3928 | 146359.5188 | 128413.6072 | 123633.0655 | 137957.0481 | 108884.6144
NETREVENUE - Net Revenue $
MEAN | -2658289.8856 | -2606519.572 | -2331839.3058 | -2528826.6658 | -3024623.4662 | -2847217.2514 | -1962611.8381 | -1955609.911 | -1593267.076 | -1924053.3575 | -1804184.0597 | -1465416.0071 | -1709760.3233 | -1790235.7841 | -1508838.0782
P5 | -3171203.0699 | -3003211.8394 | -2739299.6096 | -3178011.0133 | -3653631.795 | -3424928.4668 | -2686147.8254 | -2699545.6878 | -2750862.8464 | -2870748.4296 | -2751930.8719 | -2393904.8238 | -2621691.9969 | -2887908.4058 | -2222100.5826
P95 | -2012607.5711 | -2080707.8662 | -1649321.9578 | -1926710.8101 | -2282790.4383 | -2030031.551 | -1126303.4065 | -1196606.3195 | -694754.7196 | -1132249.2257 | -951008.2813 | -632348.0174 | -973047.3323 | -984358.8078 | -763299.396
STARTS - Number Starts
MEAN | 4366.92 | 4664.99 | 4600.51 | 4827.08 | 4945.12 | 4848.93 | 3870.74 | 3772.99 | 2824.86 | 3238.93 | 3110 | 2627.96 | 2923.71 | 3066.86 | 2635.9
P5 | 4106.5 | 4341 | 4289.5 | 4560 | 4679 | 4564.5 | 2695.5 | 2700.5 | 1821.5 | 2347 | 2128 | 1616 | 2112 | 2254 | 1784.5
P95 | 4631.5 | 4914.5 | 4879.5 | 5044.5 | 5176 | 5068.5 | 4571 | 4636 | 3786 | 3983.5 | 3964 | 3319.5 | 3783.5 | 3894.5 | 3325.5
VOMCOSTS - VOM Costs
MEAN | 1211732.7534 | 1395961.6 | 1344644.4947 | 1160532.1272 | 1273393.1759 | 1180908.2596 | 1323096.4045 | 1172817.6519 | 931419.8368 | 1003901.0217 | 998136.7587 | 920990.3107 | 937503.5871 | 1000258.2615 | 907282.8691
P5 | 701832.6563 | 687347.2211 | 620610.153 | 577529.3191 | 689145.515 | 585755.9129 | 615006.9408 | 660219.3052 | 375560.349 | 519614.5082 | 479559.5547 | 454489.3346 | 542320.5294 | 552176.3042 | 478410.3727
P95 | 1630950.8072 | 1909033.2226 | 1954797.8525 | 1916227.5517 | 1785332.2046 | 1626804.3888 | 1939347.3628 | 1805696.1275 | 1713460.479 | 1579948.7116 | 1618736.2783 | 1449789.6258 | 1423016.5838 | 1619615.7453 | 1304437.68
Simple HR 2018 YELP 2015 v2
CAPACITYFACTOR - Net Generation Capacity Factor
MEAN | 1 | 1 | 1 | 1 | 1 | 1 | 1 | 1 | 1 | 1
P5 | 1 | 1 | 1 | 1 | 1 | 1 | 1 | 1 | 1 | 1
P95 | 1 | 1 | 1 | 1 | 1 | 1 | 1 | 1 | 1 | 1
NETPOS - Net Position (MWh)
MEAN | 441110.8 | 443810.12 | 442217.88 | 440909.56 | 441117.04 | 443794.52 | 441470.12 | 442018.72 | 442161.72 | 443669.72
P5 | 428376 | 430456 | 429546 | 428558 | 429520 | 433394 | 427856 | 426790 | 432302 | 432016
P95 | 451490 | 453388 | 451984 | 452140 | 451802 | 453154 | 452062 | 451932 | 451724 | 453362
NETREVENUE - Net Revenue $
MEAN | -35275346.7077 | -35388758.602 | -36157817.4075 | -37352670.513 | -38646439.0203 | -41693927.1929 | -44325614.8855 | -47434656.4571 | -47246724.8718 | -47371456.9381
P5 | -37460725.4416 | -38404330.151 | -38959599.8879 | -40225399.3037 | -41740237.2588 | -44606598.5006 | -47237449.7224 | -49802702.8179 | -49664384.6547 | -49467943.9243
P95 | -32900229.5345 | -32126405.0183 | -32932050.7934 | -33766046.273 | -35512789.463 | -39242463.338 | -41369568.555 | -44430869.6273 | -44271123.1726 | -44751895.3312
STARTS - Number Starts
MEAN | 3.86 | 3.49 | 3.56 | 3.94 | 3.85 | 3.48 | 3.8 | 3.59 | 3.59 | 3.53
P5 | 1 | 1 | 1 | 1 | 1 | 1 | 1 | 1 | 1 | 1
P95 | 7 | 7 | 7 | 7 | 7 | 6 | 7.5 | 7.5 | 6 | 7
Generation Asset - Total
CAPACITYFACTOR - Net Generation Capacity Factor
MEAN | 0.44466 | 0.42432 | 0.41849 | 0.39558 | 0.40474 | 0.38061 | 0.42283 | 0.40502 | 0.4028 | 0.40304 | 0.32952 | 0.32569 | 0.32067 | 0.31306 | 0.31087
P5 | 0.40217 | 0.37032 | 0.3605 | 0.34578 | 0.35541 | 0.326 | 0.35274 | 0.34636 | 0.33964 | 0.35391 | 0.27008 | 0.26715 | 0.26728 | 0.25505 | 0.25325
P95 | 0.47734 | 0.45953 | 0.45782 | 0.44934 | 0.44387 | 0.41314 | 0.48954 | 0.47782 | 0.48069 | 0.45901 | 0.39731 | 0.38809 | 0.38747 | 0.39049 | 0.36792
CO2EMISSIONS - CO2 Emissions
MEAN | 1415413.2433 | 1326104.4594 | 1352447.3027 | 1170641.6128 | 1222232.5387 | 1287658.0996 | 1491188.2145 | 1416762.7944 | 1479063.9295 | 1414218.2596 | 1420068.6201 | 1461457.0992 | 1394933.4083 | 1372612.8549 | 1414672.9764
P5 | 1203813.9536 | 1057921.8358 | 1087565.0283 | 931681.0191 | 993259.1865 | 1043163.5763 | 1176262.5972 | 1172794.7674 | 1179119.9334 | 1206210.5604 | 1192251.7244 | 1206854.9004 | 1185331.2188 | 1152487.8062 | 1177894.8858
P95 | 1576999.0173 | 1499231.6181 | 1533794.7877 | 1431717.0182 | 1404846.5224 | 1448561.9703 | 1772657.7245 | 1701854.7744 | 1808681.7432 | 1648086.2849 | 1677814.1448 | 1713565.8512 | 1670768.4702 | 1657343.3036 | 1650670.7132
FUELCONSUMED - Fuel Consumed
MEAN | 13992169.5164 | 13282771.2483 | 13440596.1008 | 11743302.4702 | 12226857.369 | 12697164.954 | 14569130.697 | 13769229.2632 | 14166368.0192 | 13625270.3619 | 13693107.0059 | 13987436.1748 | 13404462.9824 | 13161777.4825 | 13458827.6076
P5 | 11853309.7807 | 10459162.9926 | 10587440.548 | 9265672.1688 | 9857746.7384 | 10174368.758 | 11406120.1971 | 11332791.166 | 11148850.7627 | 11552001.6397 | 11371010.2993 | 11508898.668 | 11291546.1614 | 10940856.1449 | 11089487.7352
P95 | 15671424.0783 | 15167550.116 | 15457658.3943 | 14452211.3053 | 14134521.643 | 14341828.3271 | 17526527.1312 | 16795180.4159 | 17683178.8041 | 16072759.9152 | 16331691.4225 | 16546695.7676 | 16223466.2583 | 16127417.43 | 15837895.1731
FUELCOST - Fuel Cost
MEAN | 14484273.842 | 13682917.44 | 14468108.9461 | 14439049.975 | 14604771.109 | 15382939.482 | 18021932.5967 | 17390569.818 | 18097026.6151 | 17754032.7748 | 18321174.2618 | 18891993.3159 | 18574719.0757 | 18550705.7275 | 19220977.2513
P5 | 11521915.9389 | 9836679.0788 | 10538243.4511 | 10475319.5338 | 10859484.2762 | 11512103.6336 | 13118179.2029 | 13528577.2727 | 13434458.7524 | 14344428.3905 | 14383126.8866 | 14838674.7385 | 14972330.1622 | 14632924.1538 | 15103987.607
P95 | 17198359.4618 | 16876795.7957 | 18150420.2731 | 19321545.4445 | 18320485.3625 | 18480806.9901 | 23117828.025 | 23203495.2825 | 25087356.4415 | 22325425.7844 | 23612353.2571 | 23716116.7421 | 23982825.1373 | 24688209.0637 | 23719743.7655
NETPOS - Net Position (MWh)
MEAN | 1850513.2567 | 1773915.3347 | 1788217.2339 | 1640233.5078 | 1677775.7382 | 1575432.5624 | 1637525.4531 | 1565372.9043 | 1603749.5393 | 1556589.4741 | 1124861.8782 | 1151779.1078 | 1100449.0636 | 1074213.063 | 1100330.0013
P5 | 1665927.8709 | 1537503.0844 | 1547131.8566 | 1432435.3643 | 1471163.7896 | 1350250.0316 | 1363896.1624 | 1341858.1799 | 1349451.8438 | 1369770.5466 | 929379.0019 | 937541.2461 | 918868.4776 | 881427.0469 | 895439.2758
P95 | 1995622.4454 | 1939299.6056 | 1959207.2323 | 1875389.1929 | 1841215.5587 | 1724703.8777 | 1897412.0368 | 1839641.9644 | 1914157.2456 | 1762858.6792 | 1353194.0297 | 1372850.4704 | 1345551.8854 | 1338521.5706 | 1308319.8598
NETREVENUE - Net Revenue $
MEAN | -66074049.7732 | -63956781.6391 | -65822065.7217 | -69691319.5611 | -72974579.2244 | -65248842.6148 | -51697501.712 | -55834704.7755 | -57420907.0466 | -57063295.572 | -9531541.1429 | -10271999.9491 | -9949998.0937 | -9924299.1516 | -10856742.5773
P5 | -73180594.7418 | -73258219.1218 | -74769374.8513 | -79289530.0677 | -81403070.2266 | -70623064.5627 | -58950033.9169 | -61286050.9852 | -62963361.9398 | -61668333.3117 | -12845192.3602 | -13531824.1905 | -12856608.9139 | -13240170.5494 | -13801615.6181
P95 | -57755632.7542 | -53336376.3345 | -52847543.995 | -57874036.5264 | -61799905.7061 | -57965612.0165 | -42303190.004 | -45506774.1599 | -45431205.0882 | -48959114.1597 | -2998050.8753 | -5468341.0824 | -5129013.2924 | -2816545.3593 | -6978428.3487
STARTS - Number Starts
MEAN | 4461.13 | 4754.5 | 4707.38 | 5033.43 | 5069.62 | 4941.8 | 4189.12 | 4049.06 | 3317.1 | 3684.76 | 3360.92 | 2873.75 | 3160.28 | 3238.55 | 2787.74
P5 | 4183 | 4395 | 4316 | 4639.5 | 4796.5 | 4754.5 | 3132.5 | 3001 | 2350 | 2764.5 | 2420 | 1896.5 | 2400.5 | 2453 | 1965
P95 | 4740.5 | 5146.5 | 5070.5 | 5307 | 5325 | 5184.5 | 4940.5 | 4983.5 | 4319.5 | 4448 | 4252.5 | 3594.5 | 4010 | 4187 | 3510.5
VOMCOSTS - VOM Costs
MEAN | 4525632.6831 | 4424557.819 | 4524112.7784 | 3978254.2368 | 4231383.9493 | 4406739.3311 | 5398247.9589 | 5110766.6097 | 5188111.7695 | 5128811.3848 | 5278867.5143 | 5443980.5153 | 5329379.3607 | 5321294.3879 | 5473265.8685
P5 | 3648009.4019 | 3163760.0727 | 3218997.6843 | 2872512.7582 | 3153294.5657 | 3247718.6066 | 3980531.6297 | 4007301.9379 | 3837438.8141 | 4148944.8786 | 4188333.3884 | 4324693.3971 | 4318410.2164 | 4231873.9332 | 4299823.4788
P95 | 5276639.6504 | 5304207.3123 | 5491918.4786 | 5261199.9754 | 5125709.3193 | 5184370.5988 | 6790793.7052 | 6544676.3869 | 6926057.7364 | 6324653.8901 | 6590530.601 | 6720972.2117 | 6678029.3233 | 6852454.5911 | 6649409.2059
Hydro
IRP Black Eagle 2018
NETPOS - Net Position (MWh)
MEAN | 129683.1217 | 130010.8029 | 129700.5374 | 129692.7763 | 129696.4655 | 130011.7908 | 129685.7463 | 129653.941 | 129678.4672 | 130000.1165 | 129679.632 | 129662.4037 | 129686.5625 | 130022.9277 | 129679.2166
P5 | 119748.7801 | 119958.8538 | 119133.9179 | 119529.3532 | 120960.8894 | 118567.6848 | 120231.845 | 120230.145 | 118730.4764 | 120718.003 | 119166.0129 | 120671.0601 | 119410.8307 | 120905.0676 | 120858.1757
P95 | 138756.2561 | 138021.2647 | 139817.916 | 137912.414 | 138519.1923 | 139730.1438 | 138974.9157 | 138562.6291 | 137945.3353 | 138633.7047 | 138807.088 | 137994.2313 | 138701.1642 | 139121.1558 | 140013.7343
NETREVENUE - Net Revenue $
MEAN | 1674163.4034 | 2009122.8044 | 2047750.7584 | 1965454.4504 | 1891582.8241 | 1778014.6784 | 1655962.7991 | 1546387.0046 | 1429059.514 | 1436774.9628 | 1438265.6002 | 1452778.744 | 1456038.6221 | 1474150.7684 | 1474827.9845
P5 | 1074637.5523 | 1287797.9397 | 1254966.3549 | 1043564.4392 | 1120972.3194 | 1036128.0628 | 963640.1006 | 1015435.7397 | 864552.1356 | 966409.6375 | 894696.1577 | 881219.9068 | 1009233.352 | 910976.8681 | 946551.0057
P95 | 2276144.6972 | 2856264.9344 | 2902668.441 | 2962590.3799 | 2840843.0793 | 2526922.901 | 2439055.4194 | 2372021.7713 | 2378481.7962 | 2178091.9875 | 2201486.2687 | 1998781.2064 | 2114850.4092 | 2308838.3145 | 2065967.048
IRP Cochrane 2018
NETPOS - Net Position (MWh)
MEAN | 265857.2301 | 266534.9011 | 265891.1752 | 265860.9074 | 265785.8651 | 266466.3149 | 265812.7622 | 265860.4997 | 265808.1368 | 266479.5927 | 265792.7475 | 265840.2533 | 265869.435 | 266499.8008 | 265845.9876
P5 | 247819.8155 | 249577.0691 | 245792.1291 | 250221.2628 | 248087.791 | 248634.6124 | 247189.4462 | 249826.9197 | 248566.9235 | 244983.5409 | 250288.743 | 246516.3127 | 249375.6136 | 248888.0334 | 247754.4264
P95 | 284016.2947 | 282242.3827 | 283047.5748 | 280246.4734 | 280587.6604 | 282316.8508 | 286757.4739 | 281408.9796 | 279337.5678 | 282741.242 | 282466.5543 | 282577.2886 | 284189.0292 | 281951.2871 | 284354.2991
NETREVENUE - Net Revenue $
MEAN | 3352205.3599 | 4032465.3142 | 4108634.184 | 3931938.3173 | 3785372.8423 | 3558266.0602 | 3299863.9784 | 3081647.0308 | 2830403.012 | 2845882.0926 | 2854002.8798 | 2874076.7312 | 2884247.4088 | 2919524.821 | 2911005.4639
P5 | 2152547.1116 | 2521195.8339 | 2508172.3669 | 2093933.6191 | 2250104.0845 | 2052483.8157 | 1837774.2979 | 1951291.5744 | 1698703.2364 | 1884375.1047 | 1734582.9068 | 1739731.0516 | 1927999.5359 | 1811703.7589 | 1873648.4981
P95 | 4652799.4677 | 5717583.3171 | 6076824.8763 | 6042863.7149 | 5661995.4027 | 5006731.6683 | 4892459.2745 | 4736074.626 | 4874222.174 | 4297080.0144 | 4358949.0719 | 3912599.0595 | 4227998.8638 | 4630852.3619 | 4002972.7273
IRP Hauser 2018
NETPOS - Net Position (MWh)
MEAN | 122995.5444 | 123285.1465 | 123001.4643 | 123002.3401 | 123012.9645 | 123296.6614 | 123007.5643 | 123014.7024 | 123013.9134 | 123291.4695 | 123010.2654 | 123006.5985 | 123006.2713 | 123280.5279 | 123001.7793
P5 | 112733.8591 | 112175.1061 | 112249.1171 | 112582.5498 | 112843.2665 | 112668.5022 | 112626.7511 | 113820.8122 | 111271.8244 | 114052.9585 | 111871.735 | 112765.7836 | 113573.6208 | 112379.5952 | 110069.2122
P95 | 132229.0122 | 131316.7497 | 131628.8114 | 131206.5897 | 131479.1799 | 131531.153 | 132030.6537 | 131329.24 | 130519.8076 | 130777.0269 | 131668.4191 | 130972.7298 | 131719.8324 | 132657.9767 | 132460.891
NETREVENUE - Net Revenue $
MEAN | 1654237.4192 | 1971003.907 | 2010736.9759 | 1927881.1765 | 1859721.016 | 1754549.6703 | 1639767.7899 | 1533007.9829 | 1422305.0762 | 1434732.7293 | 1437473.5561 | 1451899.0824 | 1457698.4068 | 1472094.8545 | 1476105.9678
P5 | 1075307.3511 | 1262646.1836 | 1242829.972 | 1038896.6821 | 1089584.3263 | 1024442.465 | 958165.2787 | 1027464.5514 | 870968.3491 | 958272.755 | 907668.5932 | 904469.2738 | 1015727.856 | 904473.2493 | 964377.2199
P95 | 2253141.1992 | 2798089.4876 | 2889785.1446 | 2951670.4903 | 2800540.8578 | 2458208.2175 | 2394310.5304 | 2323934.9251 | 2382960.8401 | 2207950.1156 | 2177164.1028 | 1993607.5153 | 2088451.9354 | 2293444.58 | 2028689.5709
IRP Holter 2018
NETPOS - Net Position (MWh)
MEAN | 282683.7601 | 283636.6883 | 283125.7216 | 283309.6447 | 282611.3975 | 283742.9761 | 283357.3736 | 282345.9901 | 283110.0115 | 283480.5062 | 283164.2256 | 282750.9863 | 282436.6943 | 283973.7677 | 281309.8436
P5 | 144999.4216 | 147504.7952 | 145854.0777 | 163563.6537 | 148366.4813 | 144191.6254 | 161854.6538 | 168010.4715 | 149640.9697 | 173628.6162 | 165995.439 | 144464.7202 | 151356.4056 | 150336.9228 | 160712.1619
P95 | 404839.5005 | 400244.7268 | 391834.3605 | 403016.8847 | 411268.923 | 418298.5598 | 415427.3953 | 416193.7463 | 407327.2055 | 408124.8247 | 410668.7724 | 400439.2821 | 430775.3737 | 403743.0455 | 409116.1019
NETREVENUE - Net Revenue $
MEAN | 3684183.2101 | 4410213.2093 | 4534427.454 | 4361230.0887 | 4194364.9029 | 3945210.2173 | 3694274.4272 | 3383128.1302 | 3143682.9253 | 3175191.2247 | 3190021.0541 | 3209444.3486 | 3212990.6452 | 3260686.9498 | 3269058.9503
P5 | 1753256.7132 | 2304912.4066 | 2011640.7338 | 1837347.4538 | 1692462.0916 | 1900717.0028 | 1599538.7681 | 1888953.6902 | 1420261.8101 | 1770333.0691 | 1621781.9271 | 1488719.0004 | 1750421.1571 | 1726973.7879 | 1696100.4498
P95 | 6011965.6005 | 7460781.0765 | 7301991.1456 | 7959793.7188 | 7164341.1975 | 6934495.1176 | 6439719.7103 | 5693676.9694 | 5484575.1979 | 5473729.5445 | 5411699.8154 | 5091752.142 | 5682416.7842 | 5610008.0793 | 5537074.8092
IRP Madison 2018
NETPOS - Net Position (MWh)
MEAN | 60892.0775 | 61077.3393 | 60891.9085 | 60891.4869 | 60891.5576 | 61076.8658 | 60891.9408 | 60891.8469 | 60892.072 | 61077.0513 | 60892.143 | 60892.2961 | 60891.8375 | 61077.1075 | 60891.6076
P5 | 58902.8035 | 58998.3139 | 58729.599 | 59230.1712 | 59179.5376 | 58977.7512 | 59136.736 | 59330.5299 | 58637.5094 | 59233.2459 | 58629.5122 | 58890.454 | 58941.2697 | 59419.9654 | 59096.212
P95 | 63030.7129 | 62682.6205 | 62833.5174 | 62489.8822 | 62719.6204 | 62795.1583 | 62979.9137 | 62486.6418 | 62371.5439 | 62832.7319 | 62609.2081 | 62598.3087 | 62577.8407 | 62885.0836 | 63021.4378
NETREVENUE - Net Revenue $
MEAN | 817755.1971 | 976484.6712 | 993849.2717 | 952237.865 | 919400.9368 | 868517.8691 | 810770.1833 | 759737.6143 | 704191.3189 | 709293.8279 | 711525.486 | 717628.0277 | 720787.8273 | 729569.7719 | 729638.7922
P5 | 531619.1031 | 627942.1346 | 629554.8154 | 527579.4242 | 563925.1035 | 521352.9223 | 475577.3352 | 497805.9962 | 428749.1578 | 480725.8414 | 445752.2603 | 463809.45 | 497667.8277 | 464833.6893 | 477533.8107
P95 | 1117289.0824 | 1371486.0558 | 1433295.0711 | 1440826.9718 | 1380505.1464 | 1199963.0398 | 1167615.0097 | 1165948.6119 | 1190051.5389 | 1061459.568 | 1075051.9515 | 993476.9491 | 1031844.9119 | 1151774.5523 | 997267.4349
IRP Morony 2018
NETPOS - Net Position (MWh)
MEAN | 261403.2171 | 262117.7878 | 261403.1415 | 261394.3842 | 261348.0387 | 262069.7141 | 261372.1641 | 261386.4629 | 261362.5462 | 262095.8637 | 261348.3676 | 261388.0833 | 261381.7857 | 262109.1821 | 261364.8681
P5 | 244081.4964 | 246853.7651 | 241780.8473 | 248045.2792 | 242930.4528 | 243783.2333 | 245093.2364 | 247224.4634 | 244610.3734 | 241384.4066 | 246521.737 | 246302.4654 | 245138.9563 | 245789.7727 | 244425.202
P95 | 277970.2656 | 277594.1697 | 278723.9417 | 274963.9786 | 276904.6363 | 278090.793 | 281125.9862 | 276368.1646 | 273603.2671 | 279840.071 | 276950.3699 | 276563.5552 | 277699.4465 | 277537.2352 | 278700.8007
NETREVENUE - Net Revenue $
MEAN | 3395294.3225 | 4070222.4557 | 4146559.5027 | 3975029.0156 | 3828974.1169 | 3610370.5527 | 3359298.1722 | 3142176.6368 | 2898877.7661 | 2914972.9088 | 2925980.4859 | 2948751.1424 | 2959106.509 | 2996524.2404 | 2992840.0894
P5 | 2204881.5165 | 2634527.3887 | 2561498.2637 | 2135959.7266 | 2277199.3279 | 2106255.3882 | 1916752.6343 | 2068870.395 | 1757516.1854 | 1980585.1543 | 1818247.041 | 1839951.3839 | 2027473.4892 | 1918240.6537 | 1932010.0638
P95 | 4652857.8122 | 5685816.729 | 5979468.2385 | 6028652.9589 | 5688244.7235 | 5067925.4705 | 4945385.5883 | 4800106.5095 | 4925976.7897 | 4383836.4721 | 4423228.1661 | 4018798.0754 | 4285525.2063 | 4693356.4524 | 4114069.949
IRP Mystic 2018
NETPOS - Net Position (MWh)
MEAN | 54233.0931 | 54333.8603 | 54231.2372 | 54229.3485 | 54231.1951 | 54332.5114 | 54230.2206 | 54228.8729 | 54229.6009 | 54334.5277 | 54231.0145 | 54230.4703 | 54231.9416 | 54336.065 | 54229.6719
P5 | 53097.4719 | 53177.2924 | 52965.1303 | 53047.5058 | 53218.4002 | 53180.5456 | 53100.6161 | 53226.9821 | 53017.8416 | 53164.3799 | 53162.9492 | 53225.1319 | 53119.2545 | 53163.2998 | 52900.9688
P95 | 55530.984 | 55408.1944 | 55328.1331 | 55413.4401 | 55357.5773 | 55391.9442 | 55383.6127 | 55056.2655 | 55251.7194 | 55514.4099 | 55236.1638 | 55392.5378 | 55069.849 | 55452.9644 | 55426.5993
NETREVENUE - Net Revenue $
MEAN | 809800.7264 | 912327.5035 | 932708.4119 | 896090.0648 | 870674.0858 | 827080.9172 | 779143.5951 | 734435.032 | 687291.5228 | 692252.4897 | 697809.9607 | 703443.7526 | 707360.1021 | 717613.5136 | 717532.8179
P5 | 536615.6597 | 599258.6289 | 604339.1681 | 509195.2778 | 543428.5559 | 509773.3002 | 479977.8418 | 502735.756 | 422000.6897 | 467687.8238 | 456750.7397 | 473603.5006 | 496478.6831 | 477503.7415 | 481583.0729
P95 | 1088896.7812 | 1264632.9924 | 1328986.3627 | 1313904.4204 | 1259180.3022 | 1120992.3292 | 1097045.7113 | 1121166.4121 | 1135539.4795 | 1025268.9247 | 1031825.8908 | 977954.4718 | 1004137.8983 | 1122899.2114 | 971508.2575
IRP Rainbow 2018
NETPOS - Net Position (MWh)
MEAN | 356220.6104 | 357171.3419 | 356262.258 | 356222.7181 | 356199.6734 | 357134.6229 | 356229.5952 | 356203.0278 | 356169.6252 | 357087.0075 | 356199.198 | 356233.6349 | 356215.3559 | 357094.129 | 356215.5512
P5 | 338152.9945 | 339954.2123 | 336803.9961 | 339653.8962 | 337323.0482 | 340813.0204 | 339399.2291 | 341266.0462 | 335917.8272 | 339475.3152 | 338702.328 | 339177.8685 | 340110.9154 | 341425.2134 | 339190.4736
P95 | 374388.4683 | 372220.6924 | 372772.012 | 370306.7398 | 370848.1174 | 371829.7994 | 373864.2602 | 370378.3047 | 369061.5236 | 373904.2186 | 373734.0526 | 372103.4226 | 371954.5282 | 373086.3717 | 375922.7487
NETREVENUE - Net Revenue $
MEAN | 4580417.7245 | 5500734.2102 | 5598758.6284 | 5358132.1927 | 5165562.0945 | 4861638.206 | 4522213.4438 | 4227070.6102 | 3896408.0712 | 3914780.8701 | 3929395.1079 | 3958202.1417 | 3970136.6557 | 4021168.7402 | 4017143.6308
P5 | 2955448.5494 | 3498914.5356 | 3488421.6959 | 2913261.2469 | 3117614.4627 | 2820264.2414 | 2587055.8034 | 2718712.2644 | 2361408.0543 | 2584185.5893 | 2439138.5864 | 2458269.0045 | 2692941.5995 | 2537603.6495 | 2585909.8775
P95 | 6317081.874 | 7742097.873 | 8102751.3003 | 8167777.612 | 7803251.1021 | 6778509.865 | 6614464.8087 | 6502931.8241 | 6616372.1581 | 5822714.1006 | 5960197.8954 | 5462298.077 | 5820863.349 | 6404530.5693 | 5534344.3334
IRP Ryan 2018
NETPOS - Net Position (MWh)
MEAN | 425721.7673 | 426872.7914 | 425767.3564 | 425767.1355 | 425750.3594 | 426857.6546 | 425764.4871 | 425748.029 | 425753.8721 | 426821.9841 | 425727.7867 | 425758.5423 | 425766.0219 | 426843.4308 | 425757.3822
P5 | 411661.9025 | 413445.8033 | 412322.0283 | 414887.8639 | 413666.4986 | 413168.5632 | 412922.4116 | 415251.7031 | 411503.641 | 414370.626 | 413983.9657 | 414824.0729 | 413583.0579 | 416080.8511 | 413631.4659
P95 | 438600.4853 | 438675.3299 | 439109.0729 | 436761.7889 | 436055.9083 | 438252.3025 | 438854.2383 | 436573.8516 | 436003.0739 | 438091.4297 | 438446.9696 | 436875.5215 | 437570.1166 | 439235.7836 | 440219.0595
NETREVENUE - Net Revenue $
MEAN | 5566171.323 | 6688884.994 | 6807437.5392 | 6520418.3568 | 6286370.772 | 5928940.1209 | 5528915.2472 | 5169063.3968 | 4772585.2959 | 4805961.9329 | 4826161.5725 | 4862635.9232 | 4879249.3495 | 4939443.9142 | 4936769.9959
P5 | 3628651.0559 | 4281000.8119 | 4278923.0187 | 3574949.1547 | 3865453.0008 | 3518252.0127 | 3209159.0181 | 3363513.4669 | 2885549.1647 | 3195847.28 | 3024600.8431 | 3076307.4159 | 3352578.9171 | 3137441.0084 | 3179872.7055
P95 | 7642375.2844 | 9386736.6819 | 9834575.4592 | 9937525.4039 | 9419512.956 | 8166658.2538 | 7986757.7256 | 7951378.4952 | 8061197.8404 | 7132218.6852 | 7334894.3877 | 6777121.2248 | 7130483.7827 | 7842917.9909 | 6748683.7839
IRP Thompson 2018
NETPOS - Net Position (MWh)
MEAN | 499635.4428 | 500913.1564 | 499606.5051 | 499707.1488 | 499665.9837 | 500842.3181 | 499577.0061 | 499854.5934 | 499670.5556 | 500640.6201 | 499640.805 | 499507.5103 | 499767.358 | 500736.9909 | 499740.4252
P5 | 461174.4544 | 466182.1974 | 456941.8657 | 463495.6973 | 468365.4157 | 464249.6667 | 463609.3701 | 467243.5732 | 461021.5066 | 466353.4822 | 461794.6019 | 469457.706 | 464957.4945 | 466399.1547 | 464572.0758
P95 | 535410.948 | 533521.7929 | 540542.4031 | 529116.6527 | 534522.4348 | 533424.9872 | 542389.6183 | 534055.0682 | 534605.9431 | 532851.7567 | 533644.0917 | 528556.1483 | 532592.6827 | 539410.7286 | 543415.9578
NETREVENUE - Net Revenue $
MEAN | 6224108.7617 | 7590817.1731 | 7734024.319 | 7397551.9086 | 7128303.383 | 6687313.9545 | 6217103.0521 | 5796539.5237 | 5330304.1609 | 5345833.7314 | 5349796.2311 | 5406534.8993 | 5420181.3096 | 5492448.8823 | 5478883.9812
P5 | 3999929.8548 | 4778344.3026 | 4710140.4355 | 3900059.6739 | 4181547.4155 | 3796513.0585 | 3521885.6644 | 3719475.1393 | 3201402.6147 | 3556567.4675 | 3321284.2998 | 3170744.2987 | 3658207.7149 | 3408717.4701 | 3498993.5332
P95 | 8619529.4142 | 10652536.083 | 11024739.6584 | 11337218.9198 | 10827847.9084 | 9473711.8764 | 9188336.4364 | 9024861.1654 | 9021051.8139 | 8135072.0546 | 8172050.3134 | 7375398.8104 | 8046579.8431 | 8714448.1517 | 7745946.2068
Hydro - Total
NETPOS - Net Position (MWh)
MEAN | 2459325.8646 | 2465953.8159 | 2459881.3051 | 2460077.8904 | 2459193.5004 | 2465831.4302 | 2459928.8603 | 2459187.9663 | 2459688.8007 | 2465308.7393 | 2459686.1853 | 2459270.779 | 2459253.2638 | 2465973.9295 | 2458036.3334
P5 | 2209509.1386 | 2232244.4342 | 2222362.9196 | 2247479.2052 | 2248433.121 | 2219504.1755 | 2237151.0591 | 2254257.1724 | 2193178.9503 | 2245826.8585 | 2230027.8011 | 2241915.162 | 2224289.0832 | 2235247.5053 | 2232061.1935
P95 | 2690707.8922 | 2670828.5936 | 2677285.3846 | 2675313.716 | 2669645.0187 | 2688446.206 | 2718125.7881 | 2683867.9632 | 2657161.2533 | 2674930.9895 | 2700155.3448 | 2673347.4693 | 2688677.8755 | 2682413.6421 | 2692741.1998
NETREVENUE - Net Revenue $
MEAN | 31758337.4477 | 38162276.2427 | 38914887.045 | 37285963.4365 | 35930326.9743 | 33819902.2466 | 31507312.6884 | 29373192.9623 | 27115108.6633 | 27275676.7702 | 27360431.9343 | 27585394.793 | 27667796.8361 | 28023226.4563 | 28003807.6739
P5 | 20804495.6973 | 24586834.296 | 23731763.5279 | 19800480.9798 | 20882343.6313 | 19723813.5605 | 17929948.1454 | 19280141.9167 | 16800146.6443 | 18557939.0634 | 16820350.2969 | 16779001.3524 | 19111366.1759 | 17486940.6924 | 18226964.5111
P95 | 43155532.6201 | 53591425.6022 | 55909262.1134 | 57510249.4881 | 54257694.7647 | 48190806.7261 | 46855013.2518 | 45452794.0236 | 45449376.9213 | 41817720.5143 | 41342885.1537 | 37404978.7457 | 40265115.3 | 44746262.3423 | 39417204.4059
Load
NWE Load 2018 incl DSM and NEM main - with EPD
NETPOS - Net Position (MWh)
MEAN | -6749899.0087 | -6758899.002 | -6762855.0323 | -6764191.9624 | -6797435.976 | -6812014.0084 | -6828789.0171 | -6847137.9552 | -6866080.0351 | -6887549.0525 | -6913718.9861 | -6942620.9808 | -6971719.0084 | -7001419.9887 | -7031862.9739
P5 | -6815241.92 | -6844824.865 | -6834512.275 | -6841382.415 | -6880743.39 | -6896538.19 | -6908377.18 | -6950745.845 | -6952150.02 | -6964342.15 | -6994041.66 | -7028818.855 | -7056435.37 | -7074494.07 | -7142946.435
P95 | -6681956.6 | -6683342.8 | -6688182.225 | -6675627.75 | -6718694.62 | -6744412.43 | -6746084.555 | -6770882.33 | -6790760.02 | -6798294.13 | -6839090.845 | -6860633.045 | -6898491.97 | -6913129.885 | -6940880.995
NETREVENUE - Net Revenue $
MEAN | -137998542.5754 | -155110309.2578 | -157954311.499 | -160150601.1129 | -164386969.1873 | -159080060.9173 | -153428591.7219 | -148119019.8915 | -142411847.2598 | -143468757.6106 | -144823453.7234 | -146183623.1263 | -147355569.3234 | -148908374.1084 | -149728468.3603
P5 | -173868676.6405 | -201819999.8769 | -209671508.182 | -218439760.5776 | -216003235.3367 | -197619204.7352 | -195246369.3822 | -197702918.0779 | -202762021.2952 | -184746277.4976 | -192805163.9403 | -182745813.3497 | -189720894.5263 | -203799246.2169 | -182066214.7913
P95 | -105127253.2362 | -114415960.9999 | -114929178.9083 | -109784761.0744 | -122969621.503 | -118047940.9572 | -112847940.0155 | -116689300.2202 | -109288642.4916 | -114867174.7003 | -113475125.0961 | -114274444.5517 | -120490545.2911 | -116651809.1539 | -117381474.7183
Load - Total
NETPOS - Net Position (MWh)
MEAN | -6749899.0087 | -6758899.002 | -6762855.0323 | -6764191.9624 | -6797435.976 | -6812014.0084 | -6828789.0171 | -6847137.9552 | -6866080.0351 | -6887549.0525 | -6913718.9861 | -6942620.9808 | -6971719.0084 | -7001419.9887 | -7031862.9739
P5 | -6815241.92 | -6844824.865 | -6834512.275 | -6841382.415 | -6880743.39 | -6896538.19 | -6908377.18 | -6950745.845 | -6952150.02 | -6964342.15 | -6994041.66 | -7028818.855 | -7056435.37 | -7074494.07 | -7142946.435
P95 | -6681956.6 | -6683342.8 | -6688182.225 | -6675627.75 | -6718694.62 | -6744412.43 | -6746084.555 | -6770882.33 | -6790760.02 | -6798294.13 | -6839090.845 | -6860633.045 | -6898491.97 | -6913129.885 | -6940880.995
NETREVENUE - Net Revenue $
MEAN | -137998542.5754 | -155110309.2578 | -157954311.499 | -160150601.1129 | -164386969.1873 | -159080060.9173 | -153428591.7219 | -148119019.8915 | -142411847.2598 | -143468757.6106 | -144823453.7234 | -146183623.1263 | -147355569.3234 | -148908374.1084 | -149728468.3603
P5 | -173868676.6405 | -201819999.8769 | -209671508.182 | -218439760.5776 | -216003235.3367 | -197619204.7352 | -195246369.3822 | -197702918.0779 | -202762021.2952 | -184746277.4976 | -192805163.9403 | -182745813.3497 | -189720894.5263 | -203799246.2169 | -182066214.7913
P95 | -105127253.2362 | -114415960.9999 | -114929178.9083 | -109784761.0744 | -122969621.503 | -118047940.9572 | -112847940.0155 | -116689300.2202 | -109288642.4916 | -114867174.7003 | -113475125.0961 | -114274444.5517 | -120490545.2911 | -116651809.1539 | -117381474.7183
Physical Instrument
2018 Small QF - Aggregated Hydro Esc
NETPOS - Net Position (MWh)
MEAN | 96370.47 | 96370.47 | 96370.47 | 96370.47 | 96370.47 | 73512 | 43419.18 | 43419.18 | 43419.18 | 43419.18 | 43419.18 | 43419.18 | 43419.18 | 6354.1
P5 | 96370.47 | 96370.47 | 96370.47 | 96370.47 | 96370.47 | 73512 | 43419.18 | 43419.18 | 43419.18 | 43419.18 | 43419.18 | 43419.18 | 43419.18 | 6354.1
P95 | 96370.47 | 96370.47 | 96370.47 | 96370.47 | 96370.47 | 73512 | 43419.18 | 43419.18 | 43419.18 | 43419.18 | 43419.18 | 43419.18 | 43419.18 | 6354.1
NETREVENUE - Net Revenue $
MEAN | -5460323.9945 | -5272398.3094 | -5238780.0971 | -5292441.9564 | -5360460.7576 | -4237371.094 | -2510089.3629 | -2544608.9002 | -2582567.7076 | -2582471.1251 | -2580296.6607 | -2577118.7604 | -2576378.8933 | -412930.8372
P5 | -5890852.8445 | -5780878.4503 | -5780607.7747 | -5941882.6173 | -5874795.4654 | -4602880.8315 | -2709918.6131 | -2705563.6487 | -2748931.7467 | -2733640.1012 | -2743860.245 | -2724958.136 | -2713747.6602 | -431321.3131
P95 | -4989609.5394 | -4688239.2681 | -4608002.2924 | -4588861.3391 | -4713706.709 | -3908957.7643 | -2306931.9375 | -2320030.0329 | -2339758.4186 | -2363018.0783 | -2369067.7514 | -2379669.9911 | -2392682.2008 | -384428.8904
2018 Small QF - Aggregated Hydro Fixed
NETPOS - Net Position (MWh)
MEAN | 6842.06 | 6602.83 | 5793.42 | 5793.42 | 5793.42 | 5793.42 | 5793.42 | 5793.42 | 5793.42 | 5793.42 | 5793.42 | 5793.42 | 5793.42 | 5793.42 | 5793.42
P5 | 6842.06 | 6602.83 | 5793.42 | 5793.42 | 5793.42 | 5793.42 | 5793.42 | 5793.42 | 5793.42 | 5793.42 | 5793.42 | 5793.42 | 5793.42 | 5793.42 | 5793.42
P95 | 6842.06 | 6602.83 | 5793.42 | 5793.42 | 5793.42 | 5793.42 | 5793.42 | 5793.42 | 5793.42 | 5793.42 | 5793.42 | 5793.42 | 5793.42 | 5793.42 | 5793.42
NETREVENUE - Net Revenue $
MEAN | -330291.5523 | -304536.5369 | -265490.8026 | -268746.0204 | -272650.5514 | -277783.4388 | -282898.6828 | -287737.0322 | -293022.6047 | -292797.4163 | -292441.1095 | -292068.4148 | -291814.6146 | -291284.2697 | -291204.1666
P5 | -360405.6134 | -339197.6871 | -298002.8045 | -307312.5022 | -303456.3955 | -306164.7247 | -311296.6798 | -310419.7086 | -317982.1406 | -312921.6398 | -314350.5149 | -313909.9924 | -311927.2955 | -313390.7698 | -313074.7688
P95 | -297617.3179 | -265084.2092 | -227993.6306 | -226642.5584 | -233401.2583 | -251205.0481 | -251925.8515 | -252156.0751 | -253652.0198 | -265048.7856 | -259968.006 | -266251.5119 | -263699.9489 | -254536.4468 | -266686.7039
2018 Small QF - Aggregated Hydro Index
NETPOS - Net Position (MWh)
MEAN | 1311.35 | 1312.63 | 1311.35 | 469.68
P5 | 1311.35 | 1312.63 | 1311.35 | 469.68
P95 | 1311.35 | 1312.63 | 1311.35 | 469.68
NETREVENUE - Net Revenue $
MEAN | -7864.6427 | -7869.5983 | -7829.1529 | -2849.8967
P5 | -13391.367 | -14608.4904 | -14945.0112 | -6000.8156
P95 | -1804.3795 | -129.1634 | 293.4343 | 1464.6766
2018 Small QF - Aggregated Wind Fixed
NETPOS - Net Position (MWh)
MEAN | 29846.8 | 29846.8 | 29846.8 | 29846.8 | 29846.8 | 29846.8 | 18675.64 | 5311.5 | 5311.5 | 5311.5 | 5311.5 | 5311.5 | 5311.5 | 5311.5 | 5311.5
P5 | 29846.8 | 29846.8 | 29846.8 | 29846.8 | 29846.8 | 29846.8 | 18675.64 | 5311.5 | 5311.5 | 5311.5 | 5311.5 | 5311.5 | 5311.5 | 5311.5 | 5311.5
P95 | 29846.8 | 29846.8 | 29846.8 | 29846.8 | 29846.8 | 29846.8 | 18675.64 | 5311.5 | 5311.5 | 5311.5 | 5311.5 | 5311.5 | 5311.5 | 5311.5 | 5311.5
NETREVENUE - Net Revenue $
MEAN | -1150853.9865 | -1064009.3743 | -1053763.0624 | -1074563.5014 | -1090577.0555 | -1117154.2746 | -747931.9415 | -206343.3961 | -211197.6914 | -210823.3736 | -210240.57 | -209728.5973 | -209229.9766 | -208659.1978 | -208270.2712
P5 | -1285951.6507 | -1239354.88 | -1239730.1547 | -1284695.2218 | -1265615.3867 | -1287608.811 | -858866.2025 | -230782.0223 | -237266.0483 | -232015.8993 | -234620.5887 | -233958.8493 | -230976.5475 | -233283.8547 | -232042.4442
P95 | -1003469.007 | -876532.4451 | -835011.6205 | -829824.7663 | -875502.8055 | -946506.6776 | -644021.3044 | -168673.5084 | -164350.7792 | -180682.9011 | -174035.6946 | -182037.572 | -177309.76 | -168359.0946 | -184200.5692
2018 Small QF - Aggregated Wind Index
NETPOS - Net Position (MWh)
MEAN | 10494 | 10494 | 10494 | 10494 | 10494 | 10494 | 10494 | 10494 | 10494 | 10494 | 10494 | 10494 | 10494 | 10494 | 10494
P5 | 10494 | 10494 | 10494 | 10494 | 10494 | 10494 | 10494 | 10494 | 10494 | 10494 | 10494 | 10494 | 10494 | 10494 | 10494
P95 | 10494 | 10494 | 10494 | 10494 | 10494 | 10494 | 10494 | 10494 | 10494 | 10494 | 10494 | 10494 | 10494 | 10494 | 10494
NETREVENUE - Net Revenue $
MEAN | -508473.281 | -487137.2836 | -483520.5996 | -490873.3675 | -496881.9984 | -506118.0276 | -515663.807 | -524612.1384 | -534127.4156 | -533905.3302 | -533169.7074 | -532352.2453 | -532053.6367 | -530995.3567 | -531024.1411
P5 | -557856.8932 | -546069.1371 | -544974.1401 | -563732.2234 | -555285.5674 | -561635.5815 | -570403.6334 | -568563.1149 | -581888.4715 | -573285.0783 | -575172.2463 | -574330.7535 | -569563.0189 | -574782.1824 | -573358.4509
P95 | -456014.0162 | -421191.8555 | -409710.3687 | -409638.7136 | -423934.9734 | -455336.3098 | -458970.4115 | -455363.6898 | -456069.4234 | -476234.4042 | -469888.193 | -484073.1566 | -476757.1292 | -456906.9332 | -484761.4293
Physical Instrument - Total
NETPOS - Net Position (MWh)
MEAN | 144864.68 | 144626.73 | 143816.04 | 142974.37 | 142504.69 | 119646.22 | 78382.24 | 65018.1 | 65018.1 | 65018.1 | 65018.1 | 65018.1 | 65018.1 | 27953.02 | 21598.92
P5 | 144864.68 | 144626.73 | 143816.04 | 142974.37 | 142504.69 | 119646.22 | 78382.24 | 65018.1 | 65018.1 | 65018.1 | 65018.1 | 65018.1 | 65018.1 | 27953.02 | 21598.92
P95 | 144864.68 | 144626.73 | 143816.04 | 142974.37 | 142504.69 | 119646.22 | 78382.24 | 65018.1 | 65018.1 | 65018.1 | 65018.1 | 65018.1 | 65018.1 | 27953.02 | 21598.92
NETREVENUE - Net Revenue $
MEAN | -7457807.457 | -7135951.1024 | -7049383.7146 | -7129474.7425 | -7220570.3629 | -6138426.835 | -4056583.7941 | -3563301.4669 | -3620915.4193 | -3619997.2453 | -3616148.0476 | -3611268.0178 | -3609477.1212 | -1443869.6615 | -1030498.579
P5 | -8108967.8159 | -7918890.7218 | -7886850.8139 | -8097351.6839 | -7997671.3194 | -6748319.8539 | -4434562.0455 | -3817173.9395 | -3889369.7128 | -3852032.186 | -3867020.8342 | -3845814.528 | -3829272.1056 | -1552828.3018 | -1118080.5603
P95 | -6745370.3739 | -6247816.3029 | -6079405.764 | -6028692.3485 | -6244079.9183 | -5575535.7925 | -3660162.7388 | -3192244.1687 | -3213220.0927 | -3296371.2286 | -3274617.4785 | -3317729.1167 | -3313562.2766 | -1267041.776 | -937017.4563
Transmission Line
NETREVENUE - Net Revenue $
MEAN | -28221623.4974 | -23154830.1895 | -23736568.0563 | -26264083.8856 | -26514059.5669 | -27832785.9334 | -21492816.7583 | -22157780.6044 | -26766951.5338 | -27820841.255 | -35506290.2735 | -36133330.0311 | -37705082.0624 | -38856081.3891 | -39534047.492
P5 | -35964897.9176 | -29151295.9216 | -30560447.8567 | -32965361.1936 | -33966792.3957 | -35607898.1487 | -26299155.5397 | -27346568.7045 | -33369156.8868 | -34483409.7432 | -43225455.4911 | -44441623.3042 | -43645898.5282 | -46702254.1198 | -45094566.1575
P95 | -22668911.5768 | -17601208.6759 | -18307787.4815 | -21584713.0142 | -20892151.3229 | -22062386.3065 | -17152047.3588 | -18333586.2228 | -22749326.7585 | -22649036.8536 | -29071797.3491 | -29168415.5143 | -30217480.768 | -32100057.5792 | -33422344.8922
Wind Asset
IRP 2018 71 Ranch Wind
NETPOS - Net Position (MWh)
MEAN | 11312.9414 | 11365.3693 | 11312.9168 | 11312.9405 | 11312.9963 | 11365.3646 | 11312.94 | 11312.9121 | 11312.8928 | 11365.3651 | 11312.9335 | 11312.9246 | 11312.8787 | 11365.3421 | 11312.8577
P5 | 10410.0227 | 10533.5725 | 10521.2269 | 10589.5772 | 10541.4736 | 10610.9179 | 10662.3511 | 10555.161 | 10580.5659 | 10574.9341 | 10465.2399 | 10521.4169 | 10423.3495 | 10606.5769 | 10664.9809
P95 | 12095.0312 | 11980.1617 | 12032.8603 | 12042.3388 | 12167.3824 | 12107.7951 | 12070.4262 | 12043.1892 | 12027.7853 | 12162.2442 | 12230.9337 | 12198.2488 | 12254.6884 | 12138.4734 | 12143.0786
NETREVENUE - Net Revenue $
MEAN | -458578.1826 | -427093.9586 | -420985.7337 | -430697.4368 | -434646.3229 | -447315.101 | -454631.6272 | -464229.8024 | -475040.1017 | -476427.9047 | -472826.0528 | -471868.6238 | -471484.6165 | -471426.5882 | -468926.683
P5 | -521541.2417 | -506377.2029 | -503894.5595 | -528252.9882 | -517055.7401 | -521701.6447 | -530601.089 | -533283.0246 | -543171.5955 | -545768.5825 | -541289.5976 | -542682.0704 | -540052.8372 | -540719.69 | -526877.3407
P95 | -400335.8162 | -354493.4187 | -332331.9684 | -330984.8745 | -345555.2416 | -365928.0167 | -380183.1066 | -378751.2122 | -382439.4434 | -400646.107 | -392628.7467 | -401827.1738 | -399245.0548 | -389392.5096 | -411477.4433
IRP 2018 Big Timber Wind
NETPOS - Net Position (MWh)
MEAN | 88000.0189 | 88319.586 | 88000.1466 | 88000.14 | 88000.0047 | 88319.7127 | 88000.1745 | 87999.9604 | 88000.2466 | 88319.4045 | 88000.3026 | 87999.9505 | 88000.3073 | 88319.3908 | 88000.4242
P5 | 81756.2979 | 81883.2558 | 81290.6417 | 82376.6408 | 81992.5958 | 81810.5428 | 81759.8115 | 82453.2973 | 81759.7373 | 81264.7733 | 81853.221 | 79954.9288 | 81193.5523 | 82578.8033 | 81742.1061
P95 | 95521.5162 | 93781.9473 | 93569.7171 | 94855.6905 | 94596.2552 | 95436.6337 | 94049.5 | 94143.4697 | 94343.0643 | 93996.3831 | 95470.0146 | 94712.5453 | 94869.6164 | 95287.5451 | 94354.9254
NETREVENUE - Net Revenue $
MEAN | -2808242.9702 | -2574607.6152 | -2541738.2354 | -2607662.0648 | -2637878.8785 | -2726222.8627 | -2795254.3028 | -2867450.2659 | -2949198.1326 | -2951503.3536 | -2930441.6227 | -2924380.6504 | -2915102.5622 | -2914526.5897 | -2908771.8872
P5 | -3322749.9334 | -3201040.9739 | -3159346.9786 | -3364156.8816 | -3186725.5794 | -3359641.4632 | -3355534.4338 | -3350814.8278 | -3493524.6085 | -3368513.5709 | -3351123.7512 | -3383163.1094 | -3300050.6937 | -3536186.4806 | -3366717.5716
P95 | -2298200.7843 | -2044838.6619 | -1849817.7817 | -1872223.2642 | -1995488.1813 | -2218018.0231 | -2273212.5821 | -2306714.8265 | -2152740.1192 | -2428996.5791 | -2374656.0147 | -2343715.0075 | -2259493.6296 | -2250676.7953 | -2469003.2404
IRP 2018 Crazy Mountain
NETPOS - Net Position (MWh)
MEAN |  | 262270.0479 | 260550.4911 | 260551.9623 | 260554.292 | 262270.5901 | 260551.2904 | 260549.7502 | 260551.5333 | 262268.3487 | 260553.2829 | 260550.6741 | 260551.8866 | 262270.513 | 260550.7265
P5 |  | 244568.6361 | 240186.0501 | 239069.8891 | 241391.0044 | 241683.4057 | 240578.6215 | 236531.2989 | 238337.2013 | 241086.072 | 237545.524 | 240412.4142 | 240268.084 | 241686.893 | 240027.1463
P95 |  | 283880.8103 | 280364.3826 | 278909.5819 | 283017.8129 | 283407.4172 | 281753.3981 | 285527.4998 | 286008.2185 | 288915.7369 | 289546.8164 | 282842.0937 | 284279.6497 | 284466.5495 | 278694.4256
NETREVENUE - Net Revenue $
MEAN |  | -5431795.6222 | -5292076.8361 | -5516647.7994 | -5618560.5251 | -5881737.4071 | -6067665.4858 | -6283867.4905 | -6521405.1284 | -6527196.6005 | -6440106.0715 | -6427290.193 | -6428823.8256 | -6417639.592 | -6377876.0157
P5 |  | -7170035.4896 | -7086034.441 | -7554307.8812 | -7348139.9413 | -7545809.2671 | -7544611.3958 | -7724741.1857 | -7972949.4072 | -8022783.1525 | -8185431.9301 | -7802470.8525 | -7751270.2718 | -8017339.8768 | -7639367.5443
P95 |  | -3495806.7497 | -3292637.4364 | -3390390.9315 | -3756061.4784 | -4269823.8681 | -4384308.6025 | -4306003.3712 | -4241979.2726 | -4878767.4446 | -4475328.9283 | -4806479.5435 | -4619372.8734 | -4717452.7114 | -5071811.6501
IRP 2018 DA Wind
NETPOS - Net Position (MWh)
MEAN | 11312.9414 | 11365.3693 | 11312.9168 | 11312.9405 | 11312.9963 | 11365.3646 | 11312.94 | 11312.9121 | 11312.8928 | 11365.3651 | 11312.9335 | 11312.9246 | 11312.8787 | 11365.3421 | 11312.8577
P5 | 10410.0227 | 10533.5725 | 10521.2269 | 10589.5772 | 10541.4736 | 10610.9179 | 10662.3511 | 10555.161 | 10580.5659 | 10574.9341 | 10465.2399 | 10521.4169 | 10423.3495 | 10606.5769 | 10664.9809
P95 | 12095.0312 | 11980.1617 | 12032.8603 | 12042.3388 | 12167.3824 | 12107.7951 | 12070.4262 | 12043.1892 | 12027.7853 | 12162.2442 | 12230.9337 | 12198.2488 | 12254.6884 | 12138.4734 | 12143.0786
NETREVENUE - Net Revenue $
MEAN | -458578.1826 | -427093.9586 | -420985.7337 | -430697.4368 | -434646.3229 | -447315.101 | -454631.6272 | -464229.8024 | -475040.1017 | -476427.9047 | -472826.0528 | -471868.6238 | -471484.6165 | -471426.5882 | -468926.683
P5 | -521541.2417 | -506377.2029 | -503894.5595 | -528252.9882 | -517055.7401 | -521701.6447 | -530601.089 | -533283.0246 | -543171.5955 | -545768.5825 | -541289.5976 | -542682.0704 | -540052.8372 | -540719.69 | -526877.3407
P95 | -400335.8162 | -354493.4187 | -332331.9684 | -330984.8745 | -345555.2416 | -365928.0167 | -380183.1066 | -378751.2122 | -382439.4434 | -400646.107 | -392628.7467 | -401827.1738 | -399245.0548 | -389392.5096 | -411477.4433
IRP 2018 Fairfield
NETPOS - Net Position (MWh)
MEAN | 30230.8122 | 30421.4271 | 30231.033 | 30230.6466 | 30230.9117 | 30421.619 | 30230.9695 | 30230.7171 | 30230.6995 | 30421.3029 | 30230.913 | 30230.9493 | 30230.8542 | 30421.4857 | 30231.0112
P5 | 27659.1732 | 28077.6283 | 27306.9727 | 27793.5293 | 27356.5092 | 27974.0452 | 27655.1096 | 27704.3515 | 27069.8416 | 27490.1407 | 27704.4143 | 26167.1132 | 26804.7719 | 27271.4179 | 27430.4862
P95 | 32834.7574 | 32823.5324 | 32538.4174 | 32847.2827 | 32816.6964 | 32932.4817 | 32862.5141 | 33173.7782 | 32845.8035 | 33241.6023 | 33470.3487 | 33117.8541 | 34043.3337 | 33653.2098 | 32843.3505
NETREVENUE - Net Revenue $
MEAN | -1485760.8291 | -1405824.93 | -1387853.9546 | -1408464.081 | -1421268.991 | -1457325.9509 | -1474535.1457 | -1499378.4374 | -1529124.4128 | -1534948.4754 | -1520484.3305 | -1519319.8067 | -1516326.2366 | -1521922.8083 | -1513407.3258
P5 | -1684854.4351 | -1659484.8686 | -1667164.307 | -1646907.8912 | -1649571.4752 | -1671811.7517 | -1693850.7611 | -1707989.4483 | -1769602.2396 | -1722922.4858 | -1716219.97 | -1747703.4309 | -1762719.7285 | -1751377.6404 | -1712576.3263
P95 | -1259102.0493 | -1164152.3321 | -1129797.3817 | -1156440.7384 | -1175154.3324 | -1248265.7625 | -1260298.2272 | -1288034.2749 | -1214767.673 | -1304946.4521 | -1303153.178 | -1251000.4698 | -1273104.0305 | -1254537.3038 | -1309030.0387
IRP 2018 Gordon Butte
NETPOS - Net Position (MWh)
MEAN | 39550.1631 | 39737.0787 | 39550.2264 | 39550.0565 | 39550.0861 | 39737.1897 | 39550.2159 | 39550.1444 | 39550.2994 | 39737.0244 | 39550.0692 | 39550.0854 | 39550.0956 | 39737.0759 | 39550.2588
P5 | 36465.5298 | 37316.4605 | 36979.2004 | 37426.1033 | 36742.9095 | 37228.792 | 36936.6498 | 36490.1786 | 36565.9519 | 37063.2836 | 36778.2273 | 36174.9356 | 36102.7889 | 37175.2502 | 37092.2081
P95 | 42381.8199 | 42577.0187 | 42237.4561 | 42277.0851 | 42351.0922 | 42564.1758 | 42387.433 | 42752.881 | 42113.3118 | 42849.6805 | 42967.0912 | 42592.2247 | 42913.5185 | 42766.2576 | 42559.674
NETREVENUE - Net Revenue $
MEAN | -2190631.2969 | -2084443.0907 | -2063925.1833 | -2095039.6293 | -2109633.1591 | -2155209.0391 | -2179729.6635 | -2211636.4154 | -2249732.3478 | -2256737.9126 | -2240563.9235 | -2237187.3691 | -2234445.3344 | -2239767.6059 | -2230566.6698
P5 | -2443735.2292 | -2379230.107 | -2377487.7257 | -2413218.504 | -2423113.9266 | -2472135.2095 | -2504293.434 | -2450451.8299 | -2504668.9913 | -2496345.4252 | -2482989.5705 | -2500780.0899 | -2513867.1359 | -2527742.2453 | -2473567.7008
P95 | -1940002.3647 | -1833643.0675 | -1737041.9061 | -1746926.8467 | -1784214.0194 | -1863120.0877 | -1909319.8984 | -1952406.1451 | -1874997.6829 | -1960739.9818 | -1933037.1125 | -1883829.2799 | -1922162.8364 | -1915836.6969 | -2015220.166
IRP 2018 Greenfield
NETPOS - Net Position (MWh)
MEAN | 78983.7429 | 79055.0094 | 78983.9963 | 78984.1085 | 78984.0382 | 79054.7988 | 78984.4676 | 78984.055 | 78984.1734 | 79054.8641 | 78983.9867 | 78984.0118 | 78983.5938 | 79054.8766 | 78984.1683
P5 | 72155.9989 | 72958.466 | 71866.041 | 73289.2364 | 72251.8765 | 72750.1458 | 72457.152 | 72706.1979 | 71889.7029 | 71838.9605 | 71822.1313 | 70416.3719 | 72298.218 | 71781.6569 | 73608.4174
P95 | 86225.0258 | 85550.8453 | 85630.1897 | 85674.5857 | 85978.7796 | 86039.0932 | 84838.6084 | 86276.1994 | 86112.6385 | 85711.6935 | 86640.1979 | 85655.249 | 85689.2023 | 86046.5885 | 85521.2953
NETREVENUE - Net Revenue $
MEAN | -3216320.4853 | -2985489.7835 | -2962680.1712 | -3016220.9044 | -3053501.6167 | -3125601.9323 | -3193942.137 | -3258834.4201 | -3334665.2403 | -3331959.5523 | -3318584.2307 | -3312743.7179 | -3307535.1017 | -3299879.619 | -3301293.6458
P5 | -3714311.1769 | -3553693.3 | -3542393.0395 | -3614258.4746 | -3636062.424 | -3698192.063 | -3716136.0405 | -3796873.9273 | -3861116.0041 | -3757008.6908 | -3733610.9898 | -3802850.4018 | -3766986.2596 | -3862406.2677 | -3692165.4645
P95 | -2687665.4671 | -2485032.0025 | -2342062.0916 | -2348685.2852 | -2459962.4607 | -2577237.3002 | -2711151.5943 | -2784970.1198 | -2605687.646 | -2832765.4167 | -2802124.6216 | -2784149.4549 | -2689240.8239 | -2724153.5552 | -2891182.3468
IRP 2018 Judith Gap
NETPOS - Net Position (MWh)
MEAN | 470838.5132 | 472705.9873 | 470839.8235 | 470838.0858 | 470838.316 | 472706.5996 | 470839.7326 | 470838.4651
P5 | 436192.6327 | 440976.318 | 424613.9381 | 434589.3457 | 429824.5524 | 436011.9937 | 434201.1604 | 430880.3544
P95 | 504305.0809 | 504835.6633 | 503749.3177 | 508537.6112 | 507560.3458 | 512652.7089 | 504984.5161 | 514844.8526
NETREVENUE - Net Revenue $
MEAN | -3856360.9838 | -2499619.3521 | -2345935.3174 | -2710739.7449 | -2880359.7225 | -3309188.7295 | -3704136.7332 | -4082900.9587
P5 | -6156003.9937 | -5578306.6245 | -5439786.8021 | -6329924.7515 | -5697796.3153 | -6295773.9901 | -6638517.3171 | -6374961.0983
P95 | -1558125.0068 | 709860.8323 | 1443777.0906 | 1302657.0475 | 581873.1701 | -582336.9553 | -808447.5384 | -929299.5163
IRP 2018 Musselshell 1
NETPOS - Net Position (MWh)
MEAN | 25282.5262 | 25515.5642 | 25282.5208 | 25282.6752 | 25282.7937 | 25516.1775 | 25282.4787 | 25282.7264 | 25282.6532 | 25515.2458 | 25282.6841 | 25282.6241 | 25282.4285 | 25515.7967 | 25282.5395
P5 | 22877.9684 | 23503.3592 | 22592.6489 | 22986.5302 | 22740.5503 | 23045.7286 | 22973.7955 | 22862.4947 | 22977.0244 | 23019.5864 | 23068.2217 | 22193.6007 | 22412.9956 | 23226.2072 | 23310.654
P95 | 27560.0575 | 27890.4173 | 27125.299 | 28045.8284 | 27546.7088 | 27953.077 | 27516.729 | 27630.0996 | 27101.8703 | 27742.1962 | 27920.0223 | 27551.6193 | 27763.0251 | 27712.0651 | 27484.3361
NETREVENUE - Net Revenue $
MEAN | -1407057.4409 | -1345172.0291 | -1324856.7765 | -1342302.9888 | -1352515.5327 | -1386892.6679 | -1396465.12 | -1416573.2043 | -1441773.6518 | -1451781.9386 | -1434486.5542 | -1432490.2881 | -1430279.8795 | -1439849.4662 | -1428404.7137
P5 | -1595781.3633 | -1563556.2105 | -1514368.6252 | -1543940.4833 | -1542114.3596 | -1598252.9752 | -1608438.45 | -1603508.0629 | -1637714.4947 | -1629533.7119 | -1631018.7981 | -1597238.559 | -1621818.093 | -1639686.6612 | -1589234.2758
P95 | -1230470.9222 | -1159184.7462 | -1087098.3237 | -1128110.4115 | -1113877.0962 | -1179519.9443 | -1184774.4235 | -1246898.3555 | -1196610.8553 | -1216112.8845 | -1201937.9636 | -1214889.719 | -1224793.5077 | -1226199.4849 | -1281839.2442
IRP 2018 Musselshell 2
NETPOS - Net Position (MWh)
MEAN | 29719.1988 | 29826.2632 | 29719.3364 | 29719.441 | 29719.4536 | 29826.6466 | 29719.1516 | 29719.332 | 29719.4103 | 29826.2172 | 29719.2815 | 29719.4776 | 29719.1966 | 29826.4643 | 29719.2491
P5 | 27106.9798 | 27599.2783 | 26763.1854 | 27344.4026 | 26933.4828 | 27242.2849 | 27421.3623 | 26964.9523 | 27235.6972 | 27157.1215 | 27399.0814 | 26640.2423 | 26565.26 | 27474.7959 | 27621.8354
P95 | 32206.9561 | 32240.5843 | 31988.4874 | 32616.7596 | 31985.4661 | 32376.9551 | 32003.7354 | 32532.1511 | 31745.6749 | 32187.0517 | 32343.5676 | 32285.327 | 32387.4623 | 31849.78 | 32018.9791
NETREVENUE - Net Revenue $
MEAN | -1655313.2639 | -1573339.7906 | -1558069.6537 | -1578426.4037 | -1591299.2498 | -1622671.9977 | -1642895.0936 | -1666668.2475 | -1696072.1375 | -1698691.5688 | -1687693.0997 | -1685199.8974 | -1683211.669 | -1684992.8595 | -1680406.7383
P5 | -1868625.1645 | -1809243.7634 | -1771571.0599 | -1803095.137 | -1799896.1437 | -1873465.3418 | -1895382.2837 | -1872684.5224 | -1914266.7543 | -1889329.3736 | -1903080.9792 | -1871225.1464 | -1888988.9371 | -1898459.2991 | -1861495.3738
P95 | -1444492.2745 | -1371348.2221 | -1290964.9906 | -1340441.0518 | -1317942.7036 | -1389130.5371 | -1411207.4567 | -1462407.1834 | -1408494.8562 | -1426849.2433 | -1421333.2023 | -1445710.5442 | -1440244.2104 | -1444843.9965 | -1522519.5643
IRP 2018 Oversight Wind
NETPOS - Net Position (MWh)
MEAN | 11312.9414 | 11365.3693 | 11312.9168 | 11312.9405 | 11312.9963 | 11365.3646 | 11312.94 | 11312.9121 | 11312.8928 | 11365.3651 | 11312.9335 | 11312.9246 | 11312.8787 | 11365.3421 | 11312.8577
P5 | 10410.0227 | 10533.5725 | 10521.2269 | 10589.5772 | 10541.4736 | 10610.9179 | 10662.3511 | 10555.161 | 10580.5659 | 10574.9341 | 10465.2399 | 10521.4169 | 10423.3495 | 10606.5769 | 10664.9809
P95 | 12095.0312 | 11980.1617 | 12032.8603 | 12042.3388 | 12167.3824 | 12107.7951 | 12070.4262 | 12043.1892 | 12027.7853 | 12162.2442 | 12230.9337 | 12198.2488 | 12254.6884 | 12138.4734 | 12143.0786
NETREVENUE - Net Revenue $
MEAN | -458578.1826 | -427093.9586 | -420985.7337 | -430697.4368 | -434646.3229 | -447315.101 | -454631.6272 | -464229.8024 | -475040.1017 | -476427.9047 | -472826.0528 | -471868.6238 | -471484.6165 | -471426.5882 | -468926.683
P5 | -521541.2417 | -506377.2029 | -503894.5595 | -528252.9882 | -517055.7401 | -521701.6447 | -530601.089 | -533283.0246 | -543171.5955 | -545768.5825 | -541289.5976 | -542682.0704 | -540052.8372 | -540719.69 | -526877.3407
P95 | -400335.8162 | -354493.4187 | -332331.9684 | -330984.8745 | -345555.2416 | -365928.0167 | -380183.1066 | -378751.2122 | -382439.4434 | -400646.107 | -392628.7467 | -401827.1738 | -399245.0548 | -389392.5096 | -411477.4433
IRP 2018 South Peak Wind 80 MW
NETPOS - Net Position (MWh)
MEAN | 41055.0396 | 306081.3103 | 304218.6488 | 304217.4867 | 304217.5665 | 306081.4632 | 304217.9076 | 304218.0687 | 304218.7425 | 306080.8346 | 304218.378 | 304217.6737 | 304217.9843 | 306081.1482 | 304217.8527
P5 | 35162.8395 | 285654.3899 | 281198.5675 | 283198.4348 | 284746.1609 | 287024.5072 | 287530.2025 | 280045.0309 | 286278.0911 | 281344.3658 | 283534.2258 | 278544.5847 | 281288.0604 | 282460.3446 | 286583.391
P95 | 47710.3416 | 328213.9995 | 322230.2143 | 324752.4692 | 322981.1911 | 327500.8882 | 327821.6773 | 327802.4741 | 326206.8113 | 327834.373 | 326849.0178 | 327438.7618 | 327250.0204 | 329315.3804 | 326331.2708
NETREVENUE - Net Revenue $
MEAN | -143017.1615 | -1675889.3446 | -1592236.1917 | -1832493.8457 | -1940966.5829 | -2215754.2422 | -2477023.5354 | -2724103.1414 | -3006371.2279 | -3002546.1431 | -2934662.2884 | -2905987.7409 | -2884554.7336 | -2858678.4678 | -2843998.286
P5 | -389495.8445 | -3649493.7662 | -3635784.9994 | -4238636.1805 | -3754578.5391 | -4103551.9008 | -4360483.9709 | -4279197.6117 | -4583529.0333 | -4417867.725 | -4324057.136 | -4429286.9427 | -4127882.6019 | -4411883.5078 | -4297638.6824
P95 | 123531.6411 | 424818.0765 | 837244.3987 | 742077.0036 | 307692.0485 | -393072.6809 | -630322.0763 | -679703.3506 | -394207.4738 | -1473877.2217 | -828388.4803 | -1081589.1252 | -856315.5978 | -353628.8843 | -1442209.697
IRP 2018 Spion Kop
NETPOS - Net Position (MWh)
MEAN | 133910.8799 | 134369.1876 | 133910.9097 | 133911.1156 | 133911.0712 | 134368.9931 | 133911.7834 | 133911.3192 | 133912.5745 | 134368.4702 | 133911.2867 | 133911.2391 | 133911.2829 | 134368.8721 | 133912.0342
P5 | 122263.0826 | 124278.6568 | 122061.7055 | 124634.0929 | 123259.1587 | 123673.6338 | 123321.2657 | 120981.2026 | 122889.375 | 123522.9538 | 123343.312 | 120694.3512 | 120995.1252 | 121818.0985 | 122483.5369
P95 | 145834.6631 | 145732.7597 | 144101.6646 | 146981.9392 | 145060.3715 | 146830.8829 | 144856.2552 | 147727.2987 | 143748.1808 | 147486.2089 | 146087.5193 | 145442.3385 | 146645.2054 | 145625.9741 | 145284.2084
NETREVENUE - Net Revenue $
MEAN | 1851653.3476 | 2244976.6879 | 2278269.4186 | 2177936.594 | 2123772.6099 | 2008086.3412 | 1885189.7066 | 1776690.5998 | 1645549.2194 | 1666014.2726 | 1680851.0521 | 1691127.1817 | 1701372.4961 | 1723961.1501 | 1713721.8932
P5 | 1164007.8513 | 1398034.9711 | 1381706.514 | 1255201.1422 | 1296295.1071 | 1286813.1156 | 1076216.1983 | 1121427.4758 | 1027086.2261 | 1119481.2451 | 1062940.6898 | 1044136.039 | 1118269.053 | 1076859.2971 | 1117195.6547
P95 | 2537135.298 | 3152140.9013 | 3408488.7551 | 3356603.3703 | 3128330.1908 | 2812521.5136 | 2630026.5456 | 2708764.5294 | 2710299.6997 | 2485415.5691 | 2537746.6842 | 2271633.3665 | 2492460.7656 | 2844492.7455 | 2406341.464
IRP 2018 Stillwater Wind
NETPOS - Net Position (MWh)
MEAN | 282828.0857 | 283298.7019 | 282829.3899 | 282828.0826 | 282827.6534 | 283298.0783 | 282828.3875 | 282828.4129 | 282829.0845 | 283297.612 | 282827.7549 | 282828.1994 | 282828.1025 | 283297.6365 | 282828.4358
P5 | 258274.0841 | 261190.5338 | 255391.3508 | 261391.4303 | 253929.4838 | 261315.6228 | 254875.1206 | 256067.3472 | 257684.4774 | 257249.5629 | 253778.856 | 258417.2017 | 252952.9017 | 261229.0281 | 258583.4077
P95 | 306606.538 | 313103.5195 | 308811.2528 | 308203.0844 | 309033.0278 | 311189.637 | 312921.4911 | 312925.8224 | 305133.4427 | 313586.9178 | 310401.4939 | 308035.6492 | 310310.1235 | 308168.2868 | 304542.8027
NETREVENUE - Net Revenue $
MEAN | -6801919.9262 | -5996391.9957 | -5870063.6805 | -6091085.5152 | -6193720.1144 | -6492479.7075 | -6705837.7831 | -6945537.457 | -7221380.6297 | -7182543.1947 | -7139502.6398 | -7133812.3894 | -7104031.7064 | -7078782.3765 | -7068533.6239
P5 | -8265883.9694 | -7877476.2194 | -7787971.8709 | -8401125.5007 | -7972761.8312 | -8385403.512 | -8234067.3246 | -8277183.5546 | -8689553.8956 | -8664706.4635 | -8652006.4048 | -8488442.1648 | -8569601.44 | -8575980.988 | -8486476.1657
P95 | -5254217.7649 | -4147279.5777 | -3753984.6153 | -3859583.5986 | -4221839.8957 | -4880955.2064 | -4901604.7979 | -5332104.0918 | -5090805.3559 | -5565166.1145 | -5361948.2039 | -5395410.8239 | -5485444.0236 | -5091796.7304 | -5512138.0913
IRP 2018 Two Dot Wind
NETPOS - Net Position (MWh)
MEAN | 31602.0117 | 31775.0283 | 31602.1191 | 31602.0435 | 31602.0163 | 31775.0322 | 31602.0459 | 31602.0025 | 31602.0615 | 31774.9912 | 31602.0528 | 31602.0379 | 31602.0503 | 31775.0392 | 31602.0735
P5 | 28203.6114 | 28912.4296 | 28632.5829 | 28858.4226 | 29011.1781 | 28978.9384 | 28780.8887 | 28719.4541 | 29011.3933 | 28703.3402 | 28947.8704 | 28001.964 | 28323.49 | 29124.9015 | 28964.8626
P95 | 34786.7948 | 34935.1119 | 34002.3523 | 34861.7547 | 34691.9111 | 34884.66 | 34266.7517 | 34794.1623 | 33917.2526 | 34864.7203 | 34992.8614 | 34903.081 | 35237.9015 | 35041.1096 | 34541.5121
NETREVENUE - Net Revenue $
MEAN | 439481.1473 | 526651.2434 | 533939.8366 | 513253.015 | 499740.4472 | 475596.5894 | 445310.9583 | 419384.5892 | 389847.706 | 394780.8786 | 399250.4881 | 401049.6232 | 403654.3245 | 410387.5999 | 405770.5858
P5 | 269532.2743 | 326434.7408 | 332640.9455 | 303473.8843 | 299120.201 | 302340.5312 | 248242.0969 | 268099.5465 | 247064.4857 | 266186.8215 | 253695.7805 | 240236.2063 | 269590.6413 | 260131.889 | 258212.5239
P95 | 602674.1076 | 742933.7198 | 789956.4901 | 787680.5327 | 743537.0039 | 668160.7876 | 638077.005 | 653022.6438 | 641200.4616 | 575590.5194 | 599005.7409 | 548334.5869 | 600659.3174 | 681660.3168 | 571767.1609
IRP_2018 Black Eagle Solar
NETPOS - Net Position (MWh)
MEAN | 5843.0131 | 5875.5621 | 5836.1174 | 5805.9407 | 5804.2688 | 5865.39 | 5841.6711 | 5829.6743 | 5851.2558 | 5857.0666 | 5867.8588 | 5839.4297 | 5859.8621 | 5851.1937 | 5822.6356
P5 | 3217.0795 | 2854.7372 | 3266.8301 | 3133.7382 | 2973.7519 | 2974.2813 | 3214.5124 | 2843.3067 | 3145.3908 | 3099.6264 | 3166.2474 | 2970.455 | 2958.1621 | 2985.7002 | 2684.3397
P95 | 8782.1728 | 8759.0994 | 8823.5416 | 8916.6203 | 8546.6979 | 8853.2223 | 8660.3198 | 8616.9476 | 8747.2785 | 8700.6817 | 8691.6738 | 8845.4798 | 8966.2658 | 8785.6083 | 8520.293
NETREVENUE - Net Revenue $
MEAN | -277952.143 | -274055.4042 | -267730.8435 | -269542.9144 | -272440.8442 | -280796.6231 | -283859.0825 | -287888.1319 | -292659.9382 | -294109.9143 | -292349.4495 | -291289.9143 | -291758.4972 | -290834.7994 | -289607.1749
P5 | -424013.6477 | -432440.2268 | -418294.9784 | -429908.3923 | -409305.2637 | -436208.8964 | -420373.3998 | -445210.8496 | -441802.8446 | -450404.5922 | -446585.695 | -451751.1819 | -452423.4053 | -446680.1135 | -433057.3374
P95 | -146283.671 | -126076.9862 | -151452.827 | -127641.0852 | -132509.5426 | -141041.7969 | -153596.0938 | -140825.8656 | -156806.2905 | -153326.2811 | -154003.6684 | -149161.2778 | -144513.8179 | -151341.5064 | -133339.9839
IRP_2018 Energy of Utah MTSUN
NETPOS - Net Position (MWh)
MEAN | 5799.9915 | 182701.2885 | 182262.5788 | 182148.1085 | 182163.164 | 182657.3701 | 182158.1953 | 182129.3891 | 182065.4488 | 182666.208 | 182068.5979 | 182128.653 | 182140.6905 | 182641.789 | 182098.7467
P5 | 3691.8537 | 79309.3416 | 76833.2601 | 82176.6327 | 82780.1804 | 80006.7249 | 77520.7562 | 78873.9387 | 85334.1081 | 84378.3777 | 80213.3443 | 84351.8132 | 81663.5106 | 82398.6682 | 75224.2158
P95 | 8878.9984 | 248833.5551 | 248452.1347 | 249631.4448 | 247763.1762 | 248953.5275 | 248535.9017 | 247945.2924 | 245105.3683 | 247695.1897 | 248004.5547 | 246217.5901 | 248066.3326 | 247098.2957 | 246652.0904
NETREVENUE - Net Revenue $
MEAN | -15723.3885 | -1138153.4452 | -1032250.2412 | -1091942.5397 | -1229066.776 | -1404509.9038 | -1559135.872 | -1714826.7924 | -1820226.1528 | -1837799.1578 | -1809273.9445 | -1824164.6738 | -1788808.1959 | -1782888.4811 | -1759831.4953
P5 | -56542.3488 | -2723046.0122 | -2428674.122 | -2592288.2935 | -2424147.0269 | -2711720.3841 | -3022180.0843 | -2926498.6012 | -3067005.3504 | -3150442.4634 | -3130451.0967 | -3093815.0417 | -2793179.3556 | -3095210.4238 | -3028248.3681
P95 | 25855.4328 | 60915.6731 | 325625.2784 | 581737.0079 | -36409.5805 | -397998.6822 | -362490.9077 | -468064.9102 | -504321.161 | -652060.2245 | -609869.717 | -521809.2936 | -701481.6498 | -323888.9292 | -708840.9742
IRP_2018 Great Divide Solar
NETPOS - Net Position (MWh)
MEAN | 6656.2551 | 6690.8352 | 6665.5377 | 6667.1289 | 6669.0798 | 6675.145 | 6660.4765 | 6650.3276 | 6663.0466 | 6678.3323 | 6655.4014 | 6651.8662 | 6666.3071 | 6679.1453 | 6653.5952
P5 | 2334.6325 | 2476.3733 | 2347.1756 | 2412.2031 | 2581.175 | 2396.6438 | 2390.0674 | 2256.521 | 2373.5883 | 2417.816 | 2415.3675 | 2482.5963 | 2590.3011 | 2493.1428 | 2317.6984
P95 | 10014.4221 | 9945.2358 | 9891.5653 | 9966.5101 | 10032.1533 | 9967.9559 | 9963.8941 | 9979.2832 | 9826.7656 | 9887.8931 | 9826.7873 | 9839.6851 | 9855.5736 | 9869.5999 | 9959.8952
NETREVENUE - Net Revenue $
MEAN | -318430.7921 | -313043.6389 | -306798.1493 | -308990.5476 | -314011.9216 | -321754.6849 | -325401.8855 | -330776.736 | -334759.7746 | -336613.8394 | -333949.5616 | -334626.7555 | -334058.1358 | -334520.1374 | -332890.5131
P5 | -477123.2672 | -492540.6125 | -464645.8291 | -495762.8094 | -469201.6333 | -491604.8539 | -492831.9836 | -506280.4331 | -484429.9286 | -495726.5141 | -496355.4677 | -511040.2548 | -491791.9283 | -506954.6857 | -507936.6749
P95 | -105648.1558 | -108704.5319 | -105841.5984 | -114556.8222 | -126820.1301 | -115060.2479 | -128928.114 | -111322.9406 | -123855.8611 | -121525.4752 | -127437.5132 | -127884.8768 | -130940.851 | -130829.4726 | -117220.3552
IRP_2018 Green Meadow Solar
NETPOS - Net Position (MWh)
MEAN | 6048.0478 | 6064.3917 | 6048.6313 | 6049.3406 | 6045.8965 | 6063.5593 | 6046.3682 | 6045.4571 | 6047.0998 | 6063.3612 | 6045.0111 | 6045.8554 | 6046.8502 | 6066.9244 | 6046.0404
P5 | 2939.2907 | 3002.1385 | 2762.2893 | 2896.3107 | 3110.5055 | 3034.2225 | 3055.8538 | 3048.4559 | 2865.0169 | 2912.0856 | 2805.9949 | 3200.5716 | 3062.2013 | 2890.264 | 2883.8757
P95 | 8906.524 | 8929.2312 | 8772.1607 | 8845.1881 | 8769.8483 | 8817.1205 | 8680.1141 | 8819.231 | 8868.8743 | 8774.5425 | 8780.2143 | 8791.9141 | 8670.7571 | 8827.6948 | 8857.333
NETREVENUE - Net Revenue $
MEAN | -289262.751 | -284670.8363 | -280227.1148 | -284032.6811 | -288875.6808 | -294965.5225 | -300042.2137 | -305453.0906 | -308617.5529 | -311094.9729 | -308560.3712 | -309733.8981 | -309109.0516 | -310412.5121 | -308340.8885
P5 | -425322.2913 | -431356.8044 | -420568.9989 | -404877.583 | -407584.2655 | -430159.8361 | -438469.1602 | -449217.6144 | -446815.6331 | -456185.6623 | -430142.302 | -454178.9699 | -439830.5536 | -452183.267 | -460552.9482
P95 | -129495.8991 | -125234.1128 | -121139.4153 | -134430.7451 | -140158.4237 | -141772.298 | -153188.2373 | -150856.8048 | -149885.0362 | -138826.9107 | -149673.6648 | -160170.775 | -147567.5263 | -142164.8448 | -146354.5321
IRP_2018 Magpie Solar
NETPOS - Net Position (MWh)
MEAN | 6162.4022 | 6175.516 | 6162.1638 | 6161.7889 | 6162.3496 | 6175.6127 | 6163.5279 | 6160.558 | 6163.716 | 6172.3833 | 6160.0514 | 6160.4725 | 6163.5184 | 6172.7001 | 6161.8429
P5 | 2833.7045 | 2866.8383 | 2684.3347 | 2750.1478 | 2779.9847 | 2816.6876 | 2781.7496 | 2984.261 | 2791.6628 | 2915.0862 | 2726.6822 | 2873.7894 | 2494.8779 | 2872.7582 | 2871.9098
P95 | 8731.4775 | 8610.5689 | 8598.5654 | 8641.3947 | 8691.8159 | 8769.1551 | 8614.5856 | 8657.1826 | 8619.0951 | 8488.7064 | 8658.5068 | 8612.5866 | 8676.3676 | 8479.385 | 8651.0276
NETREVENUE - Net Revenue $
MEAN | -291611.0191 | -287941.5759 | -283984.569 | -286738.4177 | -291650.2885 | -298083.9856 | -302936.676 | -307929.1938 | -311649.0773 | -313047.1968 | -310948.9613 | -312050.4533 | -311132.9192 | -311401.9307 | -310427.6116
P5 | -416958.4564 | -415088.32 | -412615.5441 | -421107.3691 | -410450.9241 | -440603.9439 | -442623.5384 | -433803.0957 | -435587.8797 | -441065.3858 | -429508.0484 | -445254.946 | -430508.2384 | -438470.298 | -437623.3903
P95 | -136316.6778 | -127619.3803 | -129989.8401 | -134358.0216 | -134266.401 | -120608.4663 | -136185.1024 | -153358.4375 | -149622.9207 | -153572.4638 | -148128.5466 | -144932.0496 | -129939.615 | -150691.6891 | -150529.3091
IRP_2018 River Bend Solar
NETPOS - Net Position (MWh)
MEAN | 3906.5396 | 3921.6993 | 3902.2936 | 3904.6021 | 3901.4874 | 3912.3326 | 3902.4003 | 3904.9245 | 3906.7406 | 3915.5938 | 3902.0352 | 3906.5661 | 3901.3522 | 3912.6549 | 3902.8944
P5 | 1959.9019 | 1739.7131 | 2051.0434 | 1955.9272 | 2060.287 | 1804.5366 | 1780.1003 | 1980.3784 | 1929.3913 | 1864.8399 | 1944.4658 | 1803.8346 | 2196.5783 | 1884.9894 | 2013.3714
P95 | 5660.2495 | 5649.2283 | 5597.8488 | 5561.8253 | 5536.3423 | 5760.3283 | 5683.7262 | 5731.7859 | 5518.8576 | 5618.3816 | 5642.9973 | 5512.7291 | 5606.6176 | 5449.9354 | 5680.6973
NETREVENUE - Net Revenue $
MEAN | -185188.8203 | -183248.5881 | -179308.3702 | -181455.2021 | -183865.9968 | -188015.1293 | -190765.9574 | -194344.8404 | -196289.9291 | -197666.7792 | -195552.3596 | -196632.1568 | -195409.671 | -195792.4929 | -195504.3469
P5 | -271537.4504 | -266838.4773 | -263158.7759 | -273726.3115 | -271308.56 | -279661.7276 | -280525.6861 | -281754.4577 | -288501.7835 | -292004.5605 | -278642.9824 | -282474.4103 | -281756.3303 | -287035.4623 | -289018.9779
P95 | -86217.4731 | -80215.38 | -94377.5404 | -88536.5479 | -98014.3336 | -81260.4841 | -85685.8854 | -98907.0002 | -100197.7011 | -101470.1115 | -96449.1155 | -90764.3473 | -107513.9558 | -97528.72 | -101158.4093
IRP_2018 South Mills Solar
NETPOS - Net Position (MWh)
MEAN | 5605.7331 | 5650.7466 | 5609.1967 | 5610.6766 | 5611.1077 | 5626.6911 | 5620.5005 | 5642.996 | 5621.1016 | 5648.5985 | 5617.5773 | 5612.6325 | 5601.2402 | 5631.0831 | 5606.6956
P5 | 2605.2921 | 2414.0999 | 2386.163 | 2598.3218 | 2446.7579 | 2604.8411 | 2477.3217 | 2417.5476 | 2541.1704 | 2459.1493 | 2533.5433 | 2569.7206 | 2558.6528 | 2359.4113 | 2581.4162
P95 | 8377.6719 | 8504.4948 | 8439.4149 | 8457.4934 | 8565.6393 | 8558.68 | 8476.0041 | 8335.4157 | 8427.5773 | 8414.5341 | 8531.0317 | 8575.7602 | 8534.4993 | 8370.4458 | 8607.2303
NETREVENUE - Net Revenue $
MEAN | -262564.2986 | -260991.3788 | -255128.3445 | -257780.0539 | -260889.8916 | -267039.8684 | -271456.5868 | -276900.8454 | -278582.835 | -281048.5365 | -277636.4957 | -278577.4022 | -276427.5306 | -277493.0457 | -275802.2703
P5 | -406501.5384 | -393585.8018 | -403413.7844 | -393445.5538 | -397238.1722 | -426194.2548 | -425692.7299 | -434754.4063 | -426808.5974 | -434628.6236 | -423983.4744 | -420426.8062 | -414341.0815 | -428947.8739 | -424422.5393
P95 | -116548.6363 | -103695.8424 | -108330.933 | -107465.7464 | -118972.5046 | -110061.4749 | -106066.0846 | -120690.5841 | -126945.9817 | -118901.1558 | -120643.478 | -120976.5481 | -123678.0069 | -115511.0898 | -121110.8496
Wind Asset - Total
NETPOS - Net Position (MWh)
MEAN | 1325961.7987 | 2034551.3391 | 2026143.9113 | 2026002.2521 | 2026014.5461 | 2034449.0956 | 2026050.565 | 2026017.0165 | 1555138.5663 | 1561761.9549 | 1555135.326 | 1555161.1718 | 1555196.2393 | 1561719.816 | 1555109.7978
P5 | 1231690.1901 | 1888456.6078 | 1873299.6792 | 1862978.3943 | 1853295.8826 | 1885386.1494 | 1867833.9564 | 1860071.1672 | 1411102.985 | 1416165.454 | 1424214.9583 | 1423776.9358 | 1421952.5165 | 1439061.4292 | 1430667.0968
P95 | 1417938.0232 | 2176650.2118 | 2153044.5863 | 2164222.5768 | 2184617.5079 | 2196969.9037 | 2178017.9865 | 2184681.6565 | 1673153.0287 | 1706717.455 | 1693479.2153 | 1694688.1085 | 1691009.6235 | 1700543.9621 | 1664538.8266
NETREVENUE - Net Revenue $
MEAN | -24289957.6233 | -28824332.3657 | -27995611.5787 | -29480468.035 | -30320931.6842 | -32286512.6268 | -33904477.4908 | -35571683.8866 | -32882231.5485 | -32877777.6994 | -32513172.5224 | -32448916.3733 | -32320442.0792 | -32239313.7989 | -32112950.7767
P5 | -30869302.9683 | -42296176.3757 | -41835615.8126 | -45228485.3401 | -42198014.6775 | -45224744.0728 | -46116779.6881 | -45555778.5637 | -40737359.0553 | -40331169.5804 | -41068839.8573 | -40080793.4743 | -39147734.4819 | -40417889.5021 | -40157154.3673
P95 | -17823422.9158 | -15630490.5268 | -12465563.0776 | -12463180.3141 | -15586849.1898 | -20611246.1078 | -21806629.7222 | -22021422.0943 | -19864698.0505 | -24017504.3451 | -22745348.6231 | -22633547.1045 | -22372971.9715 | -20590845.9614 | -24717598.8585
Total
Total - Total
Total - Total - Total
CAPACITYFACTOR - Net Generation Capacity Factor
MEAN | 0.44466 | 0.42432 | 0.41849 | 0.39558 | 0.40474 | 0.38061 | 0.42283 | 0.40502 | 0.4028 | 0.40304 | 0.32952 | 0.32569 | 0.32067 | 0.31306 | 0.31087
P5 | 0.40217 | 0.37032 | 0.3605 | 0.34578 | 0.35541 | 0.326 | 0.35274 | 0.34636 | 0.33964 | 0.35391 | 0.27008 | 0.26715 | 0.26728 | 0.25505 | 0.25325
P95 | 0.47734 | 0.45953 | 0.45782 | 0.44934 | 0.44387 | 0.41314 | 0.48954 | 0.47782 | 0.48069 | 0.45901 | 0.39731 | 0.38809 | 0.38747 | 0.39049 | 0.36792
CO2EMISSIONS - CO2 Emissions
MEAN | 1415413.2433 | 1326104.4594 | 1352447.3027 | 1170641.6128 | 1222232.5387 | 1287658.0996 | 1491188.2145 | 1416762.7944 | 1479063.9295 | 1414218.2596 | 1420068.6201 | 1461457.0992 | 1394933.4083 | 1372612.8549 | 1414672.9764
P5 | 1203813.9536 | 1057921.8358 | 1087565.0283 | 931681.0191 | 993259.1865 | 1043163.5763 | 1176262.5972 | 1172794.7674 | 1179119.9334 | 1206210.5604 | 1192251.7244 | 1206854.9004 | 1185331.2188 | 1152487.8062 | 1177894.8858
P95 | 1576999.0173 | 1499231.6181 | 1533794.7877 | 1431717.0182 | 1404846.5224 | 1448561.9703 | 1772657.7245 | 1701854.7744 | 1808681.7432 | 1648086.2849 | 1677814.1448 | 1713565.8512 | 1670768.4702 | 1657343.3036 | 1650670.7132
FUELCONSUMED - Fuel Consumed
MEAN | 13992169.5164 | 13282771.2483 | 13440596.1008 | 11743302.4702 | 12226857.369 | 12697164.954 | 14569130.697 | 13769229.2632 | 14166368.0192 | 13625270.3619 | 13693107.0059 | 13987436.1748 | 13404462.9824 | 13161777.4825 | 13458827.6076
P5 | 11853309.7807 | 10459162.9926 | 10587440.548 | 9265672.1688 | 9857746.7384 | 10174368.758 | 11406120.1971 | 11332791.166 | 11148850.7627 | 11552001.6397 | 11371010.2993 | 11508898.668 | 11291546.1614 | 10940856.1449 | 11089487.7352
P95 | 15671424.0783 | 15167550.116 | 15457658.3943 | 14452211.3053 | 14134521.643 | 14341828.3271 | 17526527.1312 | 16795180.4159 | 17683178.8041 | 16072759.9152 | 16331691.4225 | 16546695.7676 | 16223466.2583 | 16127417.43 | 15837895.1731
FUELCOST - Fuel Cost
MEAN | 14484273.842 | 13682917.44 | 14468108.9461 | 14439049.975 | 14604771.109 | 15382939.482 | 18021932.5967 | 17390569.818 | 18097026.6151 | 17754032.7748 | 18321174.2618 | 18891993.3159 | 18574719.0757 | 18550705.7275 | 19220977.2513
P5 | 11521915.9389 | 9836679.0788 | 10538243.4511 | 10475319.5338 | 10859484.2762 | 11512103.6336 | 13118179.2029 | 13528577.2727 | 13434458.7524 | 14344428.3905 | 14383126.8866 | 14838674.7385 | 14972330.1622 | 14632924.1538 | 15103987.607
P95 | 17198359.4618 | 16876795.7957 | 18150420.2731 | 19321545.4445 | 18320485.3625 | 18480806.9901 | 23117828.025 | 23203495.2825 | 25087356.4415 | 22325425.7844 | 23612353.2571 | 23716116.7421 | 23982825.1373 | 24688209.0637 | 23719743.7655
NETPOS - Net Position (MWh)
MEAN | -969233.4088 | -339851.7823 | -344796.542 | -494903.9421 | -491947.5012 | -616654.7002 | -626901.8988 | -731541.9681 | -1182485.0288 | -1238870.7842 | -1709017.4966 | -1711391.8222 | -1791802.3417 | -1871560.1602 | -1896787.9213
P5 | -1311290.8358 | -649267.2222 | -699919.4095 | -876948.09 | -953624.2463 | -902430.7026 | -1059559.785 | -1035295.8636 | -1601316.9007 | -1555504.2668 | -2073244.9958 | -2056967.0748 | -2131081.0159 | -2202097.423 | -2213843.5856
P95 | -679187.9794 | -40451.7747 | 39432.7976 | -87282.8009 | -134425.8123 | -295701.2441 | -223651.4342 | -367705.5689 | -759615.0754 | -865514.3359 | -1300909.0432 | -1413313.0184 | -1444902.4765 | -1529507.6759 | -1564448.4089
NETREVENUE - Net Revenue $
MEAN | -518139754.9781 | -521816685.3316 | -520773366.4137 | -533018822.1979 | -543520600.5723 | -535043585.4304 | -515184793.2534 | -517575928.9044 | -516261480.4737 | -518164706.1987 | -479874537.5556 | -483142066.7442 | -485726651.0621 | -486333503.6959 | -489070435.2592
P5 | -534435410.0055 | -533259166.0897 | -533731466.8704 | -547784390.4768 | -558753022.2447 | -548448941.306 | -527836782.326 | -530241512.8036 | -538242527.2016 | -535269821.9119 | -502958112.7377 | -505106283.9706 | -503181061.8061 | -511595440.3336 | -504947062.4308
P95 | -506174854.7272 | -510992859.9544 | -509833004.8673 | -521426115.2392 | -532042647.8956 | -524106076.0236 | -504036794.141 | -506434090.1475 | -502236247.0541 | -504533776.7519 | -463230657.3372 | -466407689.8576 | -469653418.1654 | -468840970.1878 | -472086353.8166
STARTS - Number Starts
MEAN | 4461.13 | 4754.5 | 4707.38 | 5033.43 | 5069.62 | 4941.8 | 4189.12 | 4049.06 | 3317.1 | 3684.76 | 3360.92 | 2873.75 | 3160.28 | 3238.55 | 2787.74
P5 | 4183 | 4395 | 4316 | 4639.5 | 4796.5 | 4754.5 | 3132.5 | 3001 | 2350 | 2764.5 | 2420 | 1896.5 | 2400.5 | 2453 | 1965
P95 | 4740.5 | 5146.5 | 5070.5 | 5307 | 5325 | 5184.5 | 4940.5 | 4983.5 | 4319.5 | 4448 | 4252.5 | 3594.5 | 4010 | 4187 | 3510.5
VOMCOSTS - VOM Costs
MEAN | 4525632.6831 | 4424557.819 | 4524112.7784 | 3978254.2368 | 4231383.9493 | 4406739.3311 | 5398247.9589 | 5110766.6097 | 5188111.7695 | 5128811.3848 | 5278867.5143 | 5443980.5153 | 5329379.3607 | 5321294.3879 | 5473265.8685
P5 | 3648009.4019 | 3163760.0727 | 3218997.6843 | 2872512.7582 | 3153294.5657 | 3247718.6066 | 3980531.6297 | 4007301.9379 | 3837438.8141 | 4148944.8786 | 4188333.3884 | 4324693.3971 | 4318410.2164 | 4231873.9332 | 4299823.4788
P95 | 5276639.6504 | 5304207.3123 | 5491918.4786 | 5261199.9754 | 5125709.3193 | 5184370.5988 | 6790793.7052 | 6544676.3869 | 6926057.7364 | 6324653.8901 | 6590530.601 | 6720972.2117 | 6678029.3233 | 6852454.5911 | 6649409.2059